## Cover
Doc #:
Revision:
Date:
Page:
CLIENT: DBSA
PROJECT: SEDIKO PRIMARY SCHOOL
EMIS No.: 600101902
STAGE 4: BILL OF QUANTITIES
ANNEXURE B
TENDER ELECTRICAL BILL OF QUANTITIES

## 21-312-23
COUNTER | ISC | SECTION | BILL | PAGE NO | ITEM NO | DOC REF | PAY REF | DESCRIPTION | UNIT | QUANTITY | RATE | AMOUNT
1 | 66 | 17 | 1 | 1 |  | 1 |  | SECTION NO. 17 BILL NO. 1
2 | 129 | 17 | 1 | 1 |  | 1 |  | ELECTRICAL INSTALLATION
3 | 4556 | 17 | 1 | 1 |  | 1 |  | Complete installation: Reticulation; electrical, telephone, intercom and bell system
4 | 4557 | 17 | 1 | 1 |  | 1 |  | NOTE: Tenderers are advised to study the specification before pricing the bill. Only conduit and draw wires for intercom systems must be provided
5 | 4558 | 17 | 1 | 1 |  | 1 |  | METERING KIOSK
6 | 4559 | 17 | 1 | 1 | 1 | 1.1 |  | Supply and install a new surface plinth mounted metering kiosk, complete with doors, frames, sub-frames,chasis, fixtures, fittings, terminations, busbars and wiring with spare space as per specification as well as security detail. Material and labour excluding the items listed hereunder. | No | 1 |  | 0
7 | 5976 | 17 | 1 | 1 |  | 1 |  | Equipment provided in metering kiosk. Moulded case circuit breakers
8 | 4560 | 17 | 1 | 1 | 2 | 1.2 |  | 20 Ampere T.P. 5kA | No | 1 |  | 0
9 | 4561 | 17 | 1 | 1 | 3 | 1.3 |  | 100 Ampere T.P. 5kA | No | 2 |  | 0
10 | 5975 | 17 | 1 | 1 |  | 1 |  | Moulded Case Isolators
11 | 4562 | 17 | 1 | 1 | 4 | 1.4 |  | 200 Ampere T.P. 10 kA | No | 1 |  | 0
12 | 5977 | 17 | 1 | 1 |  | 1 |  | Lightning Arrestors
13 | 4563 | 17 | 1 | 1 | 5 | 1.5 |  | Domestic S.P. 10 kA | No | 4 |  | 0
14 | 5978 | 17 | 1 | 1 |  | 1 |  | Maximum Demand/kWh meter
15 | 4564 | 17 | 1 | 1 | 6 | 1.6 |  | 200 Ampere Three Phase | No | 1 |  | 0
16 | 5979 | 17 | 1 | 1 |  | 1 |  | Current Transformers
17 | 4565 | 17 | 1 | 1 | 7 | 1.7 |  | 100 : 5 (Space only) | No | 1 |  | 0
18 | 5980 | 17 | 1 | 2 |  | 2 |  | Locks
19 | 4566 | 17 | 1 | 2 | 8 | 2.8 |  | Padlocks as specified | No | 1 |  | 0
20 | 4567 | 17 | 1 | 2 |  | 2 |  | Engineer to confirm items below during prelim design stage as per Annexure B of his Letter of Appointment
21 | 4568 | 17 | 1 | 2 | 9 | 2.9 |  | Connection fee | Item | 0 |  | 0
22 | 4569 | 17 | 1 | 2 | 10 | 2.1 |  | Bulk contribution (if applicable) | Item | 0 |  | 0
23 | 4570 | 17 | 1 | 2 | 11 | 2.11 |  | Boundary contribution costs (if applicable) | Item | 0 |  | 0
24 | 4571 | 17 | 1 | 2 | 12 | 2.12 |  | Deposit payable to Supply Authority | Item | 0 |  | 0
25 | 4572 | 17 | 1 | 2 | 13 | 2.13 |  | Attendance, profit and incidental costs for contractor in terms of the above items 9 to 12 | No | 0 |  | 0
26 | 4573 | 17 | 1 | 2 |  | 2 |  | New Admin Block DB
27 | 5981 | 17 | 1 | 2 |  | 2 |  | Supply and install flush mounted distribution board complete with doors, frames, sub-frames, chassis, fixtures, fittings, terminations,busbars and wiring with spare space as perspecification as well as security detail.
28 | 4575 | 17 | 1 | 2 | 14 | 2.14 |  | Material and labour excluding the items listed hereunder | No | 1 |  | 0
29 | 4576 | 17 | 1 | 2 |  | 2 |  | Equipment provided in Distribution Board
30 | 5982 | 17 | 1 | 2 |  | 2 |  | Moulded Case Circuit Breakers
31 | 4577 | 17 | 1 | 2 | 15 | 2.15 |  | 10 Ampere S.P. 6 kA | No | 7 |  | 0
32 | 4578 | 17 | 1 | 2 | 16 | 2.16 |  | 20 Ampere S.P. 6 kA | No | 9 |  | 0
33 | 4579 | 17 | 1 | 2 | 17 | 2.17 |  | 10 Ampere T.P. 6 kA | No | 0 |  | 0
34 | 4580 | 17 | 1 | 2 | 18 | 2.18 |  | 60 Ampere T.P. 6 kA | No | 4 |  | 0
35 | 4581 | 17 | 1 | 2 | 19 | 2.19 |  | 50 Ampere S.P. 6 kA | No | 0 |  | 0
36 | 4582 | 17 | 1 | 2 | 20 | 2.2 |  | 80 Ampere T.P. 6 kA | No | 0 |  | 0
37 | 4583 | 17 | 1 | 3 |  | 3 |  | Earth Leakage Units
38 | 4584 | 17 | 1 | 3 | 21 | 3.21 |  | 60 Ampere single phase 6 kA 30 mA | No | 3 |  | 0
39 | 4585 | 17 | 1 | 3 |  | 3 |  | Moulded Case Isolators
40 | 4586 | 17 | 1 | 3 | 22 | 3.22 |  | 60 Ampere T.P. 6 kA | No | 0 |  | 0
41 | 4587 | 17 | 1 | 3 | 23 | 3.23 |  | 200 Ampere T.P. 6 kA | No | 1 |  | 0
42 | 4588 | 17 | 1 | 3 |  | 3 |  | Lightning Arrestors
43 | 4589 | 17 | 1 | 3 | 24 | 3.24 |  | Domestic S.P. 10 kA | No | 1 |  | 0
44 | 4590 | 17 | 1 | 3 |  | 3 |  | Contactors
45 | 4591 | 17 | 1 | 3 | 25 | 3.25 |  | 16A 3-Pole | No | 1 |  | 0
46 | 4592 | 17 | 1 | 3 |  | 3 |  | Labels
47 | 5983 | 17 | 1 | 3 | 26 | 3.26 |  | Danger sign and labels as specified (each DB's) | No | 11 |  | 0
48 | 4594 | 17 | 1 | 3 |  | 3 |  | New Sience, Media & HOD DB
49 | 4595 | 17 | 1 | 3 |  | 3 |  | Supply and install flush mounted distribution board complete with doors, frames, sub- frames, chassis, fixtures, fittings, terminations, busbars and wiring with spare space as per specification as well as security detail.
50 | 4596 | 17 | 1 | 3 | 27 | 3.27 |  | Material and labour excluding the items listed hereunder | No | 1 |  | 0
51 | 4597 | 17 | 1 | 3 |  | 3 |  | Equipment provided in Distribution Board
52 | 5984 | 17 | 1 | 3 |  | 3 |  | Moulded Case Circuit Breakers
53 | 4598 | 17 | 1 | 3 | 28 | 3.28 |  | 10 Ampere S.P. 6 kA | No | 3 |  | 0
54 | 4599 | 17 | 1 | 3 | 29 | 3.29 |  | 20 Ampere S.P. 6 kA | No | 7 |  | 0
55 | 4600 | 17 | 1 | 3 | 30 | 3.3 |  | 10 Ampere T.P. 5kA | No | 0 |  | 0
56 | 4601 | 17 | 1 | 3 | 31 | 3.31 |  | 60 Ampere T.P. 6 kA | No | 0 |  | 0
57 | 4602 | 17 | 1 | 3 | 32 | 3.32 |  | 50 Ampere S.P. 6 kA | No | 0 |  | 0
58 | 4603 | 17 | 1 | 4 | 33 | 4.33 |  | 80 Ampere T.P. 6 kA | No | 0 |  | 0
59 | 4604 | 17 | 1 | 4 |  | 4 |  | Earth Leakage Units
60 | 4605 | 17 | 1 | 4 | 34 | 4.34 |  | 60 Ampere single phase 6 kA 30 mA | No | 1 |  | 0
61 | 4606 | 17 | 1 | 4 |  | 4 |  | Moulded Case Isolators
62 | 4607 | 17 | 1 | 4 | 35 | 4.35 |  | 60 Ampere T.P. 6 kA | No | 0 |  | 0
63 | 4608 | 17 | 1 | 4 | 36 | 4.36 |  | 200 Ampere T.P. 6 kA | No | 1 |  | 0
64 | 4609 | 17 | 1 | 4 |  | 4 |  | Lightning Arrestors
65 | 4610 | 17 | 1 | 4 | 37 | 4.37 |  | Domestic S.P. 10 kA | No | 0 |  | 0
66 | 4611 | 17 | 1 | 4 |  | 4 |  | Contactors
67 | 4612 | 17 | 1 | 4 | 38 | 4.38 |  | 13A 3-Pole | No | 1 |  | 0
68 | 4613 | 17 | 1 | 4 |  | 4 |  | Labels
69 | 5987 | 17 | 1 | 4 | 39 | 4.39 |  | Danger sign and labels as specified (each DB's) | No | 11 |  | 0
70 | 4615 | 17 | 1 | 4 |  | 4 |  | New Grade R Classroom (4 x Classrooms) DB
71 | 4616 | 17 | 1 | 4 |  | 4 |  | Supply and install flush mounted distribution board complete with doors, frames, sub- frames, chassis, fixtures, fittings, terminations, busbars and wiring with spare space as per specification as well as security detail.
72 | 4617 | 17 | 1 | 4 | 40 | 4.4 |  | Material and labour excluding the items listed hereunder | No | 1 |  | 0
73 | 4618 | 17 | 1 | 4 |  | 4 |  | Equipment provided in Distribution Board
74 | 4620 | 17 | 1 | 4 |  | 4 |  | Moulded Case Circuit Breakers
75 | 4621 | 17 | 1 | 4 | 41 | 4.41 |  | 10 Ampere S.P. 6 kA | No | 5 |  | 0
76 | 4622 | 17 | 1 | 4 | 42 | 4.42 |  | 20 Ampere S.P. 6 kA | No | 3 |  | 0
77 | 4623 | 17 | 1 | 4 | 43 | 4.43 |  | 50 Ampere T.P. 6 kA | No | 0 |  | 0
78 | 4624 | 17 | 1 | 5 |  | 5 |  | Earth Leakage Units
79 | 4625 | 17 | 1 | 5 | 44 | 5.44 |  | 60 Ampere Single Phase 6 kA 30mA | No | 1 |  | 0
80 | 4626 | 17 | 1 | 5 |  | 5 |  | Moulded Case Isolators
81 | 4627 | 17 | 1 | 5 | 45 | 5.45 |  | 60 Ampere T.P. 6 kA | No | 1 |  | 0
82 | 4628 | 17 | 1 | 5 |  | 5 |  | Contactors
83 | 4629 | 17 | 1 | 5 | 46 | 5.46 |  | 32 Ampere T.P. | No | 0 |  | 0
84 | 4630 | 17 | 1 | 5 |  | 5 |  | Lightning Arrestors
85 | 4631 | 17 | 1 | 5 | 47 | 5.47 |  | Domestic S.P. 10 kA | No | 1 |  | 0
86 | 4632 | 17 | 1 | 5 |  | 5 |  | Contactors
87 | 4633 | 17 | 1 | 5 | 48 | 5.48 |  | 13A 3-Pole | No | 1 |  | 0
88 | 4634 | 17 | 1 | 5 |  | 5 |  | Labels
89 | 5988 | 17 | 1 | 5 | 49 | 5.49 |  | Danger sign and labels as specified (each DB's) | No | 11 |  | 0
90 | 4636 | 17 | 1 | 5 |  | 5 |  | New Block 4 (5 x Classrooms) DB
91 | 4637 | 17 | 1 | 5 |  | 5 |  | Supply and install flush mounted distribution board complete with doors, frames, sub- frames, chassis, fixtures, fittings, terminations, busbars and wiring with spare space as per specification as well as security detail.
92 | 4638 | 17 | 1 | 5 | 50 | 5.5 |  | Material and labour excluding the items listed hereunder | No | 1 |  | 0
93 | 4639 | 17 | 1 | 5 |  | 5 |  | Equipment provided in Distribution Board
94 | 5985 | 17 | 1 | 5 |  | 5 |  | Moulded Case Circuit Breakers
95 | 4640 | 17 | 1 | 5 | 51 | 5.51 |  | 10 Ampere S.P. 6 kA | No | 3 |  | 0
96 | 4641 | 17 | 1 | 5 | 52 | 5.52 |  | 20 Ampere S.P. 6 kA | No | 2 |  | 0
97 | 4642 | 17 | 1 | 5 |  | 5 |  | Earth Leakage Units
98 | 4643 | 17 | 1 | 5 | 53 | 5.53 |  | 60 Ampere Single Phase 6 kA 30mA | No | 1 |  | 0
99 | 4644 | 17 | 1 | 6 |  | 6 |  | Moulded Case Isolators
100 | 4645 | 17 | 1 | 6 | 54 | 6.54 |  | 60 Ampere S.P. 6 kA | No | 1 |  | 0
101 | 4646 | 17 | 1 | 6 |  | 6 |  | Lightning Arrestors
102 | 4647 | 17 | 1 | 6 | 55 | 6.55 |  | Domestic S.P. 10 kA | No | 1 |  | 0
103 | 4648 | 17 | 1 | 6 |  | 6 |  | Contactors
104 | 4649 | 17 | 1 | 6 | 56 | 6.56 |  | 13A 3-Pole | No | 1 |  | 0
105 | 4650 | 17 | 1 | 6 |  | 6 |  | New Block 5 (4 x Classrooms HOD) DB
106 | 4651 | 17 | 1 | 6 |  | 6 |  | Supply and install flush mounted distribution board complete with doors, frames, sub- frames, chassis, fixtures, fittings, terminations, busbars and wiring with spare space as per specification as well as security detail.
107 | 4652 | 17 | 1 | 6 | 57 | 6.57 |  | Material and labour excluding the items listed hereunder | No | 1 |  | 0
108 | 4653 | 17 | 1 | 6 |  | 6 |  | Equipment provided in Distribution Board
109 | 5986 | 17 | 1 | 6 |  | 6 |  | Moulded Case Circuit Breakers
110 | 4654 | 17 | 1 | 6 | 58 | 6.58 |  | 10 Ampere S.P. 6 kA | No | 2 |  | 0
111 | 4655 | 17 | 1 | 6 | 59 | 6.59 |  | 20 Ampere S.P. 6 kA | No | 3 |  | 0
112 | 4656 | 17 | 1 | 6 |  | 6 |  | Earth Leakage Units
113 | 4657 | 17 | 1 | 6 | 60 | 6.6 |  | 60 Ampere Single Phase 6 kA 30mA | No | 1 |  | 0
114 | 4658 | 17 | 1 | 6 |  | 6 |  | Moulded Case Isolators
115 | 4659 | 17 | 1 | 6 | 61 | 6.61 |  | 60 Ampere S.P. 6 kA | No | 1 |  | 0
116 | 4660 | 17 | 1 | 6 |  | 6 |  | Lightning Arrestors
117 | 4661 | 17 | 1 | 6 | 62 | 6.62 |  | Domestic S.P. 10 kA | No | 1 |  | 0
118 | 4662 | 17 | 1 | 6 |  | 6 |  | Contactors
119 | 4663 | 17 | 1 | 6 | 63 | 6.63 |  | 13A 3-Pole | No | 1 |  | 0
120 | 4664 | 17 | 1 | 7 |  | 7 |  | New Nutrition Centre DB
121 | 4665 | 17 | 1 | 7 |  | 7 |  | Supply and install flush mounted distribution board complete with doors, frames, sub- frames, chassis, fixtures, fittings, terminations, busbars and wiring with spare space as per specification as well as security detail.
122 | 4666 | 17 | 1 | 7 | 64 | 7.64 |  | Material and labour excluding the items listed hereunder | No | 1 |  | 0
123 | 4667 | 17 | 1 | 7 |  | 7 |  | Equipment provided in Distribution Board
124 | 4668 | 17 | 1 | 7 |  | 7 |  | Moulded Case Circuit Breakers
125 | 4669 | 17 | 1 | 7 | 65 | 7.65 |  | 10 Ampere S.P. 6 kA | No | 4 |  | 0
126 | 4670 | 17 | 1 | 7 | 66 | 7.66 |  | 20 Ampere S.P. 6 kA | No | 3 |  | 0
127 | 4671 | 17 | 1 | 7 |  | 7 |  | Earth Leakage Units
128 | 4672 | 17 | 1 | 7 | 67 | 7.67 |  | 60 Ampere single phase 6 kA 30 mA | No | 1 |  | 0
129 | 4673 | 17 | 1 | 7 |  | 7 |  | Moulded Case Isolators
130 | 4674 | 17 | 1 | 7 | 68 | 7.68 |  | 60 Amp D.P. 6 kA | No | 1 |  | 0
131 | 4675 | 17 | 1 | 7 | 69 | 7.69 |  | 20 Ampere D.P. 6 kA | No | 1 |  | 0
132 | 4676 | 17 | 1 | 7 |  | 7 |  | Lightning Arrestors
133 | 4677 | 17 | 1 | 7 | 70 | 7.7 |  | Domestic S.P. 10 kA | No | 1 |  | 0
134 | 4678 | 17 | 1 | 7 |  | 7 |  | Contactors
135 | 4679 | 17 | 1 | 7 | 71 | 7.71 |  | 13A 3-Pole | No | 1 |  | 0
136 | 4680 | 17 | 1 | 8 |  | 8 |  | Existing Block 1 (5 x Classroom) DB
137 | 4681 | 17 | 1 | 8 |  | 8 |  | Refurbish the existing Distribution board board complete with doors, frames, sub- frames, chassis, fixtures, fittings, terminations, busbars and wiring with spare space as per specification as well as security detail.
138 | 4682 | 17 | 1 | 8 | 72 | 8.72 |  | Material and labour excluding the items listed hereunder | No | 0 |  | 0
139 | 4683 | 17 | 1 | 8 |  | 8 |  | Equipment provided in Distribution Board
140 | 4684 | 17 | 1 | 8 |  | 8 |  | Moulded Case Circuit Breakers
141 | 4685 | 17 | 1 | 8 | 73 | 8.73 |  | 10 Ampere S.P. 6 kA | No | 0 |  | 0
142 | 4686 | 17 | 1 | 8 | 74 | 8.74 |  | 20 Ampere S.P. 6 kA | No | 0 |  | 0
143 | 4687 | 17 | 1 | 8 | 75 | 8.75 |  | Earth Leakage Units | No | 1 |  | 0
144 | 4688 | 17 | 1 | 8 | 76 | 8.76 |  | 60 Ampere single phase 6 kA 30 mA | No | 0 |  | 0
145 | 4689 | 17 | 1 | 8 |  | 8 |  | Moulded Case Isolators
146 | 4690 | 17 | 1 | 8 | 77 | 8.77 |  | 60 Ampere S.P. 6 kA | No | 0 |  | 0
147 | 4691 | 17 | 1 | 8 |  | 8 |  | Lightning Arrestors
148 | 4692 | 17 | 1 | 8 | 78 | 8.78 |  | Domestic S.P. 10 kA | No | 1 |  | 0
149 | 4693 | 17 | 1 | 8 |  | 8 |  | Contactors
150 | 4694 | 17 | 1 | 8 | 79 | 8.79 |  | 13A 3-Pole | No | 1 |  | 0
151 | 4695 | 17 | 1 | 8 |  | 8 |  | Existing Block 2 (5 x Classroom) DB
152 | 4696 | 17 | 1 | 8 |  | 8 |  | Refurbish the existing Distribution board board complete with doors, frames, sub- frames, chassis, fixtures, fittings, terminations, busbars and wiring with spare space as per specification as well as security detail.
153 | 4697 | 17 | 1 | 8 | 80 | 8.8 |  | Material and labour excluding the items listed hereunder | No | 0 |  | 0
154 | 4698 | 17 | 1 | 9 |  | 9 |  | Equipment provided in Distribution Board
155 | 4699 | 17 | 1 | 9 |  | 9 |  | Moulded Case Circuit Breakers
156 | 4700 | 17 | 1 | 9 | 81 | 9.81 |  | 10 Ampere S.P. 6 kA | No | 0 |  | 0
157 | 4701 | 17 | 1 | 9 | 82 | 9.82 |  | 20 Ampere S.P. 6 kA | No | 0 |  | 0
158 | 4702 | 17 | 1 | 9 | 83 | 9.83 |  | Earth Leakage Units | No | 1 |  | 0
159 | 4703 | 17 | 1 | 9 | 84 | 9.84 |  | 60 Ampere single phase 6 kA 30 mA | No | 0 |  | 0
160 | 4704 | 17 | 1 | 9 |  | 9 |  | Moulded Case Isolators
161 | 4705 | 17 | 1 | 9 | 85 | 9.85 |  | 60 Ampere T.P. 6 kA | No | 0 |  | 0
162 | 4706 | 17 | 1 | 9 |  | 9 |  | Lightning Arrestors
163 | 4707 | 17 | 1 | 9 | 86 | 9.86 |  | Domestic S.P. 10 kA | No | 1 |  | 0
164 | 4708 | 17 | 1 | 9 |  | 9 |  | Contactors
165 | 4709 | 17 | 1 | 9 | 87 | 9.87 |  | 13A 3-Pole | No | 1 |  | 0
166 | 4710 | 17 | 1 | 9 |  | 9 |  | Existing Block 3 (5 x Classroom) DB
167 | 4711 | 17 | 1 | 9 |  | 9 |  | Refurbish the existing Distribution board board complete with doors, frames, sub- frames, chassis, fixtures, fittings, terminations, busbars and wiring with spare space as per specification as well as security detail.
168 | 4712 | 17 | 1 | 9 | 88 | 9.88 |  | Material and labour excluding the items listed hereunder | No | 0 |  | 0
169 | 4713 | 17 | 1 | 9 |  | 9 |  | Equipment provided in Distribution Board
170 | 4714 | 17 | 1 | 9 |  | 9 |  | Moulded Case Circuit Breakers
171 | 4715 | 17 | 1 | 9 | 89 | 9.89 |  | 10 Ampere S.P. 6 kA | No | 0 |  | 0
172 | 4716 | 17 | 1 | 9 | 90 | 9.9 |  | 20 Ampere S.P. 6 kA | No | 0 |  | 0
173 | 4717 | 17 | 1 | 9 | 91 | 9.91 |  | Earth Leakage Unit | No | 1 |  | 0
174 | 4718 | 17 | 1 | 9 | 92 | 9.92 |  | 60 Ampere Single Phase 6 kA 30mA | No | 0 |  | 0
175 | 4719 | 17 | 1 | 10 |  | 10 |  | Moulded Case Isolators
176 | 4720 | 17 | 1 | 10 | 93 | 10.93 |  | 60 Ampere D.P. 2,5kA | No | 0 |  | 0
177 | 4721 | 17 | 1 | 10 | 94 | 10.94 |  | 60 Ampere D.P. 2,5kA | No | 0 |  | 0
178 | 4722 | 17 | 1 | 10 |  | 10 |  | Lightning Arrestors
179 | 4723 | 17 | 1 | 10 | 95 | 10.95 |  | Domestic S.P. 10 kA | No | 1 |  | 0
180 | 4724 | 17 | 1 | 10 |  | 10 |  | Contactors
181 | 4725 | 17 | 1 | 10 | 96 | 10.96 |  | 13A 3-Pole | No | 1 |  | 0
182 | 4726 | 17 | 1 | 10 |  | 10 |  | AREA LIGHTS
183 | 4727 | 17 | 1 | 10 |  | 10 |  | Installed and mounted on poles, including poles, excavation to install poles, lamps, 5A circuit breaker and 2 x 2.5mm"² PVC conductors from circuit breaker to luminaireon top of pole.
184 | 4728 | 17 | 1 | 10 |  | 10 |  | Type S
185 | 4729 | 17 | 1 | 10 |  | 10 |  | 100W HPS lamp streetlight fitting on 3.6m
186 | 4730 | 17 | 1 | 10 | 97 | 10.97 |  | (3.0m m/h) pole. | No | 18 |  | 0
187 | 4731 | 17 | 1 | 10 |  | 10 |  | Low Voltage Cables
188 | 4732 | 17 | 1 | 10 |  | 10 |  | 600/1000V grade PVC/PVC/SWA/PVC stranded copper conductor cable (termina- tions and earth conductors elsewhere measured)
189 | 4733 | 17 | 1 | 10 |  | 10 |  | Cable laid in trenching (excavations elsewhere
190 | 4734 | 17 | 1 | 10 | 98 | 10.98 |  | measured) 2,5mm"² x 3-core | m | 300 |  | 0
191 | 4735 | 17 | 1 | 10 | 99 | 10.99 |  | 4mm"² x 4-core | m | 800 |  | 0
192 | 4736 | 17 | 1 | 10 | 100 | 10.1 |  | 6mm"² x 4-core | m | 0 |  | 0
193 | 4737 | 17 | 1 | 10 | 101 | 10.101 |  | 6mm"² x 3-core | m | 0 |  | 0
194 | 4738 | 17 | 1 | 11 | 102 | 11.102 |  | 10mm"² x 3-core | m | 200 |  | 0
195 | 4739 | 17 | 1 | 11 | 103 | 11.103 |  | 10mm"² x 4-core | m | 0 |  | 0
196 | 4740 | 17 | 1 | 11 | 104 | 11.104 |  | 16mm"² x 3-core | m | 200 |  | 0
197 | 4741 | 17 | 1 | 11 | 105 | 11.105 |  | 16mm"² x 4-core | m | 100 |  | 0
198 | 4742 | 17 | 1 | 11 | 106 | 11.106 |  | 25mm"² x 4-core | m | 0 |  | 0
199 | 4743 | 17 | 1 | 11 | 107 | 11.107 |  | 35mm"² x 4-core | m | 0 |  | 0
200 | 4744 | 17 | 1 | 11 | 108 | 11.108 |  | 70mm"² x 4-core | m | 150 |  | 0
201 | 4745 | 17 | 1 | 11 |  | 11 |  | Cable Terminations complete including glands, shrouds, lugs, connections and commissioning
202 | 4746 | 17 | 1 | 11 | 109 | 11.109 |  | 2,5mm"² x 3-core | No | 2 |  | 0
203 | 4747 | 17 | 1 | 11 | 110 | 11.11 |  | 4mm"² x 4-core | No | 40 |  | 0
204 | 4748 | 17 | 1 | 11 | 111 | 11.111 |  | 6mm"² x 4-core | No | 0 |  | 0
205 | 4749 | 17 | 1 | 11 | 112 | 11.112 |  | 6mm"² x 3-core | No | 0 |  | 0
206 | 4750 | 17 | 1 | 11 | 113 | 11.113 |  | 10mm"² x 3-core | No | 6 |  | 0
207 | 4751 | 17 | 1 | 11 | 114 | 11.114 |  | 10mm"² x 4-core | No | 0 |  | 0
208 | 4752 | 17 | 1 | 11 | 115 | 11.115 |  | 16mm"² x 3-core | No | 4 |  | 0
209 | 4753 | 17 | 1 | 11 | 116 | 11.116 |  | 16mm"² x 4-core | No | 2 |  | 0
210 | 4754 | 17 | 1 | 11 | 117 | 11.117 |  | 25mm"² x 4-core | No | 0 |  | 0
211 | 4755 | 17 | 1 | 11 | 118 | 11.118 |  | 35mm"² x 4-core | No | 0 |  | 0
212 | 4756 | 17 | 1 | 11 | 119 | 11.119 |  | 70mm"² x 4-core | No | 2 |  | 0
213 | 4757 | 17 | 1 | 11 |  | 11 |  | Bare Stranded Copper Earth Wire strapped to Cables (terminations elsewhere measured)
214 | 4759 | 17 | 1 | 11 | 120 | 11.12 |  | 2.5mm"² (Insulated) | m | 800 |  | 0
215 | 4760 | 17 | 1 | 12 | 121 | 12.121 |  | 4mm"² BCEW | m | 0 |  | 0
216 | 4761 | 17 | 1 | 12 | 122 | 12.122 |  | 6mm"² BCEW | m | 0 |  | 0
217 | 4762 | 17 | 1 | 12 | 123 | 12.123 |  | 10mm"² BCEW | m | 100 |  | 0
218 | 4763 | 17 | 1 | 12 | 124 | 12.124 |  | 16mm"² BCEW | m | 0 |  | 0
219 | 4764 | 17 | 1 | 12 | 125 | 12.125 |  | 25mm"² BCEW | m | 0 |  | 0
220 | 4765 | 17 | 1 | 12 | 126 | 12.126 |  | 35mm"² BCEW | m | 150 |  | 0
221 | 4766 | 17 | 1 | 12 |  | 12 |  | Bare Stranded Copper Earth Wire
222 | 4767 | 17 | 1 | 12 |  | 12 |  | Terminations complete including drilling, bolting, lugs, connections and commissioning
223 | 4768 | 17 | 1 | 12 | 127 | 12.127 |  | 2.5mm"² (Insulated) | No | 44 |  | 0
224 | 4769 | 17 | 1 | 12 | 128 | 12.128 |  | 4mm"² BCEW | No | 0 |  | 0
225 | 4770 | 17 | 1 | 12 | 129 | 12.129 |  | 6mm"² x BCEW | No | 0 |  | 0
226 | 4771 | 17 | 1 | 12 | 130 | 12.13 |  | 10mm"² BCEW | No | 2 |  | 0
227 | 4772 | 17 | 1 | 12 | 131 | 12.131 |  | 16mm"² BCEW | No | 0 |  | 0
228 | 4773 | 17 | 1 | 12 | 132 | 12.132 |  | 25mm"² BCEW | No | 0 |  | 0
229 | 4774 | 17 | 1 | 12 | 133 | 12.133 |  | 35mm"² BCEW | No | 2 |  | 0
230 | 4775 | 17 | 1 | 12 |  | 12 |  | EXCAVATIONS
231 | 4776 | 17 | 1 | 12 |  | 12 |  | All excavations, back filling and compaction
232 | 4777 | 17 | 1 | 12 |  | 12 |  | Excavate for cable and sleeve trench including temporary support of sides, keeping excavations dry, backfilling and compacting to the Engineer's specification
233 | 4778 | 17 | 1 | 12 | 134 | 12.134 |  | Pickable Soil | m³ | 210 |  | 0
234 | 4779 | 17 | 1 | 12 | 135 | 12.135 |  | For Soft Rock | m³ | 24 |  | 0
235 | 4780 | 17 | 1 | 13 | 136 | 13.136 |  | For Hard Rock | m³ | 24 |  | 0
236 | 4781 | 17 | 1 | 13 |  | 13 |  | Bedding under and filling around cables
237 | 4782 | 17 | 1 | 13 | 137 | 13.137 |  | comprising sifted sand | m³ | 90 |  | 0
238 | 4783 | 17 | 1 | 13 |  | 13 |  | CABLE MARKERS
239 | 4784 | 17 | 1 | 13 | 138 | 13.138 |  | PVC warning marking tape | m | 1000 |  | 0
240 | 4785 | 17 | 1 | 13 | 139 | 13.139 |  | Concrete route markers | No | 12 |  | 0
241 | 4786 | 17 | 1 | 13 |  | 13 |  | MANHOLES
242 | 4787 | 17 | 1 | 13 | 140 | 13.14 |  | 600 x 600 x 800 mm | No | 6 |  | 0
243 | 4788 | 17 | 1 | 13 |  | 13 |  | SLEEVES
244 | 4789 | 17 | 1 | 13 | 141 | 13.141 |  | 110mm dia | m | 220 |  | 0
245 | 4790 | 17 | 1 | 13 | 142 | 13.142 |  | 50mm dia | m | 350 |  | 0
246 | 4791 | 17 | 1 | 13 | 143 | 13.143 |  | 75mm dia | m | 0 |  | 0
247 | 4792 | 17 | 1 | 13 | 144 | 13.144 |  | 32mm dia | m | 290 |  | 0
248 | 4793 | 17 | 1 | 13 |  | 13 |  | DRAW WIRE
249 | 4794 | 17 | 1 | 13 | 145 | 13.145 |  | Galvanised 1,6mm dia. draw wire | m | 2000 |  | 0
250 | 4795 | 17 | 1 | 13 |  | 13 |  | Wall boxes as specified in Part 2 placed in position for casting into concrete, building or chased into brickwork including locknuts and bushes
251 | 4796 | 17 | 1 | 13 | 146 | 13.146 |  | Draw box with tamper proof cover | No | 0 |  | 0
252 | 4797 | 17 | 1 | 14 |  | 14 |  | BELLS AND SMALL POWER
253 | 4798 | 17 | 1 | 14 |  | 14 |  | Conduit and accessories as specified in Part 2
254 | 4799 | 17 | 1 | 14 |  | 14 |  | Conduit placed in position for casting into concrete or screed, for building or chased into concrete brickwork and for surface mounted in ceiling void including bending, threading, jointing, short lengths, draw boxes, couplings, bends, tees and saddles
255 | 4800 | 17 | 1 | 14 | 147 | 14.147 |  | 20mm | m | 350 |  | 0
256 | 4801 | 17 | 1 | 14 | 148 | 14.148 |  | 32mm | m | 750 |  | 0
257 | 4802 | 17 | 1 | 14 |  | 14 |  | Round conduit box as specified in Part 2 placed in position for casting into concrete, building or chased into brickwork or surface mounted including locknuts and bushes
258 | 4803 | 17 | 1 | 14 | 149 | 14.149 |  | 60mm deep | No | 5 |  | 0
259 | 4804 | 17 | 1 | 14 |  | 14 |  | Wall boxes as specified in part 2 placed in position for casting into concrete, building or chased into brickwork including locknuts and bushes
260 | 4805 | 17 | 1 | 14 | 150 | 14.15 |  | 100 x 100 x 50mm | No | 5 |  | 0
261 | 4806 | 17 | 1 | 14 | 151 | 14.151 |  | 300 x 300 x 75mm including door as specified | No | 4 |  | 0
262 | 4807 | 17 | 1 | 14 |  | 14 |  | Expansion joint boxes as specified in Part 2 placed in position for casting into concrete, building or chased into brickwork including locknuts, bushes and sliding conduit stubs
263 | 4808 | 17 | 1 | 14 | 152 | 14.152 |  | 100 x 100mm | No | 5 |  | 0
264 | 4809 | 17 | 1 | 14 |  | 14 |  | CONDUCTORS
265 | 4810 | 17 | 1 | 14 |  | 14 |  | 600/1000V grade PVC insulated stranded copper conductors drawn into conduit
266 | 4811 | 17 | 1 | 14 | 153 | 14.153 |  | 2,5mm"² | m | 1100 |  | 0
267 | 4812 | 17 | 1 | 15 |  | 15 |  | Bare stranded copper earth conductors drawn into Conduits
268 | 4813 | 17 | 1 | 15 | 154 | 15.154 |  | 2,5mm"² | m | 600 |  | 0
269 | 4814 | 17 | 1 | 15 |  | 15 |  | APPLIANCES
270 | 4815 | 17 | 1 | 15 |  | 15 |  | Appliances complete with cover plates fixed in flush boxes (boxes elsewhere measured)
271 | 5989 | 17 | 1 | 15 |  | 15 |  | Bell Switch
272 | 4816 | 17 | 1 | 15 | 155 | 15.155 |  | 16 Ampere 250V grade | No | 1 |  | 0
273 | 4817 | 17 | 1 | 15 | 156 | 15.156 |  | 16 Ampere 250V Photocell | No | 2 |  | 0
275 | 67 | 17 | 2 | 17 |  | 17 |  | SECTION NO. 17 BILL NO. 2
276 | 130 | 17 | 2 | 17 |  | 17 |  | ADMIN BLOCK: COMPLETE INSTALLATION: INTERNAL ELECTRICAL INSTALLATION
277 | 4820 | 17 | 2 | 17 |  | 17 |  | Tenderers are advised to study the specification before pricing the bill
278 | 4822 | 17 | 2 | 17 |  | 17 |  | (Complete installation : Internal Electrical Installation)
279 | 4823 | 17 | 2 | 17 |  | 17 |  | SMALL POWER AND LIGHTING
280 | 4824 | 17 | 2 | 17 |  | 17 |  | Conduit and accessories as specified in Part 2
281 | 4825 | 17 | 2 | 17 |  | 17 |  | Conduit placed in position for casting into concrete or screed, for building or chasedinto concrete or brickwork and for surface mounted in ceiling void including bending, threading, jointing, short lengths, drawboxes, couplings, bends, tees and saddles.
282 | 4826 | 17 | 2 | 17 | 1 | 17.1 |  | 20mm | m | 900 |  | 0
283 | 4827 | 17 | 2 | 17 | 2 | 17.2 |  | 25mm | m | 400 |  | 0
284 | 4828 | 17 | 2 | 17 | 3 | 17.3 |  | Two Compartment steel power skirting or equal powder coated c/w covers | m | 70 |  | 0
285 | 4829 | 17 | 2 | 17 |  | 17 |  | Round conduit box as specified in Part 2 placed in position for casting into concrete, building or chased into brickwork or surfacemounted including locknuts and bushes
286 | 4830 | 17 | 2 | 17 | 4 | 17.4 |  | 60mm deep | No | 32 |  | 0
287 | 4831 | 17 | 2 | 17 |  | 17 |  | Wall boxes as specified in Part 2 placed in position for casting into concrete, building or chased into brickwork including locknuts and bushes
288 | 4832 | 17 | 2 | 18 |  | 18 |  | Where cavity walls or face brick walls are encountered tenderers must allow to install deep back to back (one end closed) wallboxes
289 | 4833 | 17 | 2 | 18 | 5 | 18.5 |  | 100 x 50mm | No | 16 |  | 0
290 | 4834 | 17 | 2 | 18 | 6 | 18.6 |  | 100 x 100mm | No | 33 |  | 0
291 | 4835 | 17 | 2 | 18 | 7 | 18.7 |  | Isolator | No | 3 |  | 0
292 | 5990 | 17 | 2 | 18 |  | 18 |  | Blank Covers
293 | 4836 | 17 | 2 | 18 | 8 | 18.8 |  | 100mm dia | No | 4 |  | 0
294 | 4837 | 17 | 2 | 18 |  | 18 |  | Conductors
295 | 4838 | 17 | 2 | 18 |  | 18 |  | 600/1000V grade PVC insulated stranded copper conductors drawn into conduit
296 | 4839 | 17 | 2 | 18 | 9 | 18.9 |  | 2,5mm"² | m | 1200 |  | 0
297 | 4840 | 17 | 2 | 18 | 10 | 18.1 |  | 4,0mm"² | m | 1400 |  | 0
298 | 4841 | 17 | 2 | 18 | 11 | 18.11 |  | 6,0mm"² | m | 300 |  | 0
299 | 4842 | 17 | 2 | 18 |  | 18 |  | Bare stranded copper earth conductors drawn into conduits
300 | 4843 | 17 | 2 | 18 | 12 | 18.12 |  | 2,5mm"² | m | 1300 |  | 0
301 | 4844 | 17 | 2 | 18 | 13 | 18.13 |  | 4,0mm"² | m | 150 |  | 0
302 | 4845 | 17 | 2 | 18 |  | 18 |  | Appliances
303 | 4846 | 17 | 2 | 18 |  | 18 |  | Complete with cover plate fixed in flush boxes (boxes elsewhere measured)
304 | 5992 | 17 | 2 | 18 |  | 18 |  | Socket Outlets
305 | 5991 | 17 | 2 | 18 |  | 18 |  | 16 Ampere round 3-pin 250V grade
306 | 4847 | 17 | 2 | 18 | 14 | 18.14 |  | Switched socket outlet | No | 33 |  | 0
307 | 4848 | 17 | 2 | 19 |  | 19 |  | Light Switches
308 | 4849 | 17 | 2 | 19 | 15 | 19.15 |  | 16 Ampere 250V grade single lever one way | No | 10 |  | 0
309 | 4850 | 17 | 2 | 19 | 16 | 19.16 |  | 16 Ampere 250V grade single lever two way | No | 4 |  | 0
310 | 4851 | 17 | 2 | 19 | 17 | 19.17 |  | 16 Ampere 250V grade two lever 1 way | No | 2 |  | 0
311 | 4852 | 17 | 2 | 19 |  | 19 |  | Sleeves
312 | 4853 | 17 | 2 | 19 | 18 | 19.18 |  | 100mm dia | m | 0 |  | 0
313 | 4854 | 17 | 2 | 19 | 19 | 19.19 |  | 75mm dia | m | 0 |  | 0
314 | 4855 | 17 | 2 | 19 | 20 | 19.2 |  | 50mm dia | m | 0 |  | 0
315 | 4856 | 17 | 2 | 19 | 21 | 19.21 |  | 32mm dia | m | 0 |  | 0
317 | 68 | 17 | 3 | 21 |  | 21 |  | SECTION NO. 17 BILL NO. 3
318 | 131 | 17 | 3 | 21 |  | 21 |  | ADMIN BLOCK: LUMINAIRES AND WIREWAYS FOR TELEPHONE AND INTERCOM SYSTEM
319 | 4860 | 17 | 3 | 21 |  | 21 |  | (Complete installation : wireways for telephone and intercom system)
320 | 4859 | 17 | 3 | 21 |  | 21 |  | WIREWAYS AND LUMINAIRES
321 | 4861 | 17 | 3 | 21 |  | 21 |  | Conduit & accessories as specified in Part 2
322 | 4862 | 17 | 3 | 21 |  | 21 |  | Conduit placed in position for casting into concrete or screed, for building or chasedinto concrete or brickwork and for surface mounted in ceiling void including bending, threading, jointing, short lengths, draw boxes, couplings, bends, tees and saddles
323 | 4863 | 17 | 3 | 21 | 1 | 21.1 |  | 20mm | m | 65 |  | 0
324 | 4864 | 17 | 3 | 21 | 2 | 21.2 |  | 25mm | m | 300 |  | 0
325 | 4865 | 17 | 3 | 21 |  | 21 |  | Wall boxes as specified in Part 2 placed in position for casting into concrete, building or chased into brickwork including locknutsand bushes
326 | 4866 | 17 | 3 | 21 |  | 21 |  | Where cavity walls or face brick walls are encountered tenderers must allow to install deep back to back (one end closed) wallboxes
327 | 4867 | 17 | 3 | 21 | 3 | 21.3 |  | 100 x 100mm | No | 5 |  | 0
328 | 4868 | 17 | 3 | 21 | 4 | 21.4 |  | 300 x 300 x 75mm including door as specified | No | 1 |  | 0
329 | 4869 | 17 | 3 | 21 |  | 21 |  | Blank Covers
330 | 4870 | 17 | 3 | 21 | 5 | 21.5 |  | 100 x 100mm | No | 0 |  | 0
331 | 4871 | 17 | 3 | 22 |  | 22 |  | DRAW WIRE
332 | 4872 | 17 | 3 | 22 | 6 | 22.6 |  | Galvanised 1,6mm draw wire | m | 270 |  | 0
333 | 4873 | 17 | 3 | 22 |  | 22 |  | APPLIANCES
334 | 5994 | 17 | 3 | 22 |  | 22 |  | Surface mounted appliance complete
335 | 4874 | 17 | 3 | 22 | 7 | 22.7 |  | 16 Ampere photo cell in an empty luminaire | No | 1 |  | 0
336 | 4875 | 17 | 3 | 22 |  | 22 |  | SLEEVES
337 | 4876 | 17 | 3 | 22 | 8 | 22.8 |  | 100mm dia | m | 0 |  | 0
338 | 4877 | 17 | 3 | 22 | 9 | 22.9 |  | 50mm dia | m | 30 |  | 0
339 | 4878 | 17 | 3 | 22 |  | 22 |  | LUMINAIRES
340 | 4879 | 17 | 3 | 22 |  | 22 |  | Installed and mounted to round boxes in brickwork or ceiling including all fixings, brackets, supports, connectors,connections and lamps, see Part 2
341 | 4880 | 17 | 3 | 22 |  | 22 |  | Type A
342 | 4881 | 17 | 3 | 22 | 10 | 22.1 |  | 2 - lamp 58W fluorescent luminaire see Part 2 | No | 22 |  | 0
343 | 4882 | 17 | 3 | 22 |  | 22 |  | Type B
344 | 4883 | 17 | 3 | 22 | 11 | 22.11 |  | 1 - lamp 58W fluorescent luminaire see Part 2 | No | 2 |  | 0
345 | 4884 | 17 | 3 | 22 |  | 22 |  | Type C
346 | 4885 | 17 | 3 | 22 | 12 | 22.12 |  | Bulkhead luminaire with polycarbonate lens Part 2 | No | 25 |  | 0
347 | 4886 | 17 | 3 | 22 |  | 22 |  | Type L
348 | 4887 | 17 | 3 | 22 | 13 | 22.13 |  | 2 " Lamp 58W fluorescent luminaire see Part 2 | No | 0 |  | 0
349 | 4888 | 17 | 3 | 22 |  | 22 |  | Type M
350 | 4889 | 17 | 3 | 22 | 14 | 22.14 |  | As C with red lens | No | 1 |  | 0
351 | 4890 | 17 | 3 | 23 |  | 23 |  | TELEPHONE DISTRIBUTION BOARD
352 | 4891 | 17 | 3 | 23 | 15 | 23.15 |  | Flush mounted telephone distribution board size 450 x 450 x 180mm flush mounted complete with doors, frames, sub-frames, fixtures and 20mm thick soft board | No | 0 |  | 0
353 | 4892 | 17 | 3 | 23 |  | 23 |  | TESTING AND COMMISSIONING
354 | 4893 | 17 | 3 | 23 | 16 | 23.16 |  | Test and commission of the complete electrical installation | Item | 1 |  | 0
356 | 69 | 17 | 4 | 25 |  | 25 |  | SECTION NO. 17 BILL NO. 4
357 | 132 | 17 | 4 | 25 |  | 25 |  | GRADE R INTERNAL ELECTRICAL INSTALLATION
358 | 4896 | 17 | 4 | 25 |  | 25 |  | NOTE:
359 | 5995 | 17 | 4 | 25 |  | 25 |  | Tenderers are advised to study the specification before pricing the bill
360 | 4898 | 17 | 4 | 25 |  | 25 |  | (Complete installation : Internal Electrical Installation)
361 | 4899 | 17 | 4 | 25 |  | 25 |  | SMALL POWER AND LIGHTING
362 | 4900 | 17 | 4 | 25 |  | 25 |  | Conduit and accessories as specified in Part 2
363 | 4901 | 17 | 4 | 25 |  | 25 |  | Conduit placed in position for casting into concrete or screed, for building or chasedinto concrete or brickwork and for surface mounted in ceiling void including bending, threading, jointing, short lengths, drawboxes, couplings, bends, tees and saddles.
364 | 4902 | 17 | 4 | 25 | 1 | 25.1 |  | 20mm | m | 500 |  | 0
365 | 4903 | 17 | 4 | 25 |  | 25 |  | Round conduit box as specified in Part 2 placed in position for casting into concrete, building or chased into brickwork or surfacemounted including locknuts and bushes
366 | 4904 | 17 | 4 | 25 | 2 | 25.2 |  | 60mm deep | No | 15 |  | 0
367 | 4905 | 17 | 4 | 25 |  | 25 |  | Wall boxes as specified in Part 2 placed in position for casting into concrete, building or chased into brickwork including locknuts and bushes
368 | 4906 | 17 | 4 | 25 |  | 25 |  | Where cavity walls or face brick walls are encountered tenderers must allow to install deep back to back (one end closed) wallboxes
369 | 4907 | 17 | 4 | 25 | 3 | 25.3 |  | 100 x 50mm | No | 20 |  | 0
370 | 4908 | 17 | 4 | 26 | 4 | 26.4 |  | 100 x 100mm | No | 5 |  | 0
371 | 4909 | 17 | 4 | 26 |  | 26 |  | Blank Covers
372 | 4910 | 17 | 4 | 26 | 5 | 26.5 |  | 100mm dia | No | 0 |  | 0
373 | 4911 | 17 | 4 | 26 | 6 | 26.6 |  | 100 x 100mm | No | 0 |  | 0
374 | 4912 | 17 | 4 | 26 |  | 26 |  | Expansion joint boxes as specified in Part 2 placed in position for casting into concrete, building or chased into brickwork including locknuts, bushes and sliding conduit stubs.
375 | 4913 | 17 | 4 | 26 | 7 | 26.7 |  | 300 x 300mm | No | 1 |  | 0
376 | 4914 | 17 | 4 | 26 |  | 26 |  | CONDUCTORS
377 | 4915 | 17 | 4 | 26 |  | 26 |  | 600/1000V grade PVC insulated stranded copper conductors drawn into conduit
378 | 4916 | 17 | 4 | 26 | 8 | 26.8 |  | 2,5mm"² | m | 1200 |  | 0
379 | 4917 | 17 | 4 | 26 | 9 | 26.9 |  | 4,0mm"² | m | 800 |  | 0
380 | 4918 | 17 | 4 | 26 | 10 | 26.1 |  | 6,0mm"² | m | 0 |  | 0
381 | 4919 | 17 | 4 | 26 |  | 26 |  | Bare stranded copper earth conductors drawn into conduits
382 | 4920 | 17 | 4 | 26 | 11 | 26.11 |  | 2,5mm"² | m | 1000 |  | 0
383 | 4921 | 17 | 4 | 26 | 12 | 26.12 |  | 4,0mm"² | m | 0 |  | 0
384 | 4922 | 17 | 4 | 26 |  | 26 |  | APPLIANCES
385 | 4923 | 17 | 4 | 26 |  | 26 |  | Complete with cover plate fixed in flush boxes (boxes elsewhere measured)
386 | 4924 | 17 | 4 | 26 |  | 26 |  | Socket Outlets
387 | 4925 | 17 | 4 | 26 |  | 26 |  | 16 Ampere round 3-pin 250V grade
388 | 4926 | 17 | 4 | 26 | 13 | 26.13 |  | Switched socket outlet | No | 5 |  | 0
389 | 4927 | 17 | 4 | 27 |  | 27 |  | Light Switches
390 | 4928 | 17 | 4 | 27 | 14 | 27.14 |  | 16 Ampere 250V grade single lever one way | No | 4 |  | 0
391 | 4929 | 17 | 4 | 27 | 15 | 27.15 |  | 16 Ampere 250V grade single lever two way | No | 8 |  | 0
392 | 4930 | 17 | 4 | 27 | 16 | 27.16 |  | 16 Ampere 250V grade two lever 1 way | No | 8 |  | 0
393 | 4931 | 17 | 4 | 27 |  | 27 |  | SLEEVES
394 | 4932 | 17 | 4 | 27 | 17 | 27.17 |  | 50mm dia | m | 0 |  | 0
396 | 70 | 17 | 5 | 29 |  | 29 |  | SECTION NO. 17 BILL NO. 5
397 | 133 | 17 | 5 | 29 |  | 29 |  | New Grade R LUMINAIRES AND WIREWAYS FOR TELEPHONE AND INTERCOM SYSTEM
398 | 4935 | 17 | 5 | 29 |  | 29 |  | (Complete installation : wireways for telephone and intercom system)
399 | 4936 | 17 | 5 | 29 |  | 29 |  | WIREWAYS AND LUMINAIRES
400 | 4937 | 17 | 5 | 29 |  | 29 |  | Conduit & accessories as specified in Part 2
401 | 4938 | 17 | 5 | 29 |  | 29 |  | Conduit placed in position for casting into concrete or screed, for building or chasedinto concrete or brickwork and for surface mounted in ceiling void including bending, threading, jointing, short lengths, draw boxes, couplings, bends, tees and saddles
402 | 4939 | 17 | 5 | 29 | 1 | 29.1 |  | 25mm | m | 0 |  | 0
403 | 4940 | 17 | 5 | 29 |  | 29 |  | Wall boxes as specified in Part 2 placed in position for casting into concrete, building or chased into brickwork including locknutsand bushes
404 | 4941 | 17 | 5 | 29 |  | 29 |  | Where cavity walls or face brick walls are encountered tenderers must allow to install deep back to back (one end closed) wallboxes
405 | 4942 | 17 | 5 | 29 | 2 | 29.2 |  | 100 x 100mm | No | 0 |  | 0
406 | 4943 | 17 | 5 | 29 | 3 | 29.3 |  | 300 x 300 x 75mm including door as specified | No | 0 |  | 0
407 | 5996 | 17 | 5 | 29 |  | 29 |  | Blank Covers
408 | 4944 | 17 | 5 | 29 | 4 | 29.4 |  | 100 x 100mm | No | 0 |  | 0
409 | 4945 | 17 | 5 | 30 |  | 30 |  | Expansion joint boxes as specified in Part 2 placed in position for casting into concrete, building or chased into brickwork including locknuts, bushes and sliding conduit stubs.
410 | 4946 | 17 | 5 | 30 | 5 | 30.5 |  | 100 x 100mm | No | 0 |  | 0
411 | 4947 | 17 | 5 | 30 |  | 30 |  | DRAW WIRE
412 | 4948 | 17 | 5 | 30 | 6 | 30.6 |  | Galvanised 1,6mm draw wire | m | 0 |  | 0
413 | 4949 | 17 | 5 | 30 |  | 30 |  | APPLIANCES
414 | 4950 | 17 | 5 | 30 | 7 | 30.7 |  | Surface mounted appliance complete 16 Ampere photo cell in an empty luminaire | No | 1 |  | 0
415 | 4951 | 17 | 5 | 30 |  | 30 |  | SLEEVES
416 | 4952 | 17 | 5 | 30 | 8 | 30.8 |  | 50mm dia | m | 0 |  | 0
417 | 4953 | 17 | 5 | 30 | 9 | 30.9 |  | 32mm dia | m | 0 |  | 0
418 | 4954 | 17 | 5 | 30 |  | 30 |  | LUMINAIRES
419 | 4955 | 17 | 5 | 30 |  | 30 |  | Installed and mounted to round boxes in brickwork or ceiling including all fixings, brackets, supports, connectors, connections and lamps
420 | 4956 | 17 | 5 | 30 |  | 30 |  | Type A
421 | 4957 | 17 | 5 | 30 | 10 | 30.1 |  | 2 - lamp 58W fluorescent luminaire see Part 2 | No | 20 |  | 0
422 | 4958 | 17 | 5 | 30 |  | 30 |  | Type B
423 | 4959 | 17 | 5 | 30 | 11 | 30.11 |  | 1 - lamp 58W fluorescent luminaire see Part 2 | No | 0 |  | 0
424 | 4960 | 17 | 5 | 30 |  | 30 |  | Type C
425 | 4962 | 17 | 5 | 30 | 12 | 30.12 |  | Bulkhead luminaire with polycarbonate lens see Part 2 | No | 46 |  | 0
426 | 4963 | 17 | 5 | 31 |  | 31 |  | Type D
427 | 4965 | 17 | 5 | 31 | 13 | 31.13 |  | Bulkhead luminaire with polycarbonate lens see Part 2 | No | 0 |  | 0
428 | 4966 | 17 | 5 | 31 |  | 31 |  | TESTING AND COMMISSIONING
429 | 4967 | 17 | 5 | 31 | 14 | 31.14 |  | Test and commission of the complete electrical installation | Item | 1 |  | 0
431 | 71 | 17 | 6 | 33 |  | 33 |  | SECTION NO. 17 BILL NO. 6
432 | 135 | 17 | 6 | 33 |  | 33 |  | NEW BLOCK 4 INTERNAL ELECTRICAL INSTALLATION
433 | 4970 | 17 | 6 | 33 |  | 33 |  | NOTE:
434 | 4971 | 17 | 6 | 33 |  | 33 |  | Tenderers are advised to study the specification before pricing the bill.
435 | 4973 | 17 | 6 | 33 |  | 33 |  | (Complete installation : Internal Electrical Installation)
436 | 4974 | 17 | 6 | 33 |  | 33 |  | SMALL POWER AND LIGHTING
437 | 4975 | 17 | 6 | 33 |  | 33 |  | Conduit and accessories as specified in Part 2
438 | 4976 | 17 | 6 | 33 |  | 33 |  | Conduit placed in position for casting into concrete or screed, for building or chasedinto concrete or brickwork and for surface mounted in ceiling void including bending, threading, jointing, short lengths, drawboxes, couplings, bends, tees and saddles.
439 | 4977 | 17 | 6 | 33 | 1 | 33.1 |  | 20mm | m | 500 |  | 0
440 | 4978 | 17 | 6 | 33 |  | 33 |  | Round conduit box as specified in Part 2 placed in position for casting into concrete, building or chased into brickwork or surfacemounted including locknuts and bushes
441 | 4979 | 17 | 6 | 33 | 2 | 33.2 |  | 60mm deep | No | 26 |  | 0
442 | 4980 | 17 | 6 | 33 |  | 33 |  | Wall boxes as specified in Part 2 placed in position for casting into concrete, building or chased into brickwork including locknuts and bushes
443 | 4981 | 17 | 6 | 33 |  | 33 |  | Where cavity walls or face brick walls are encountered tenderers must allow to install deep back to back (one end closed) wallboxes
444 | 4982 | 17 | 6 | 33 | 3 | 33.3 |  | 100 x 50mm | No | 5 |  | 0
445 | 4983 | 17 | 6 | 34 | 4 | 34.4 |  | 100 x 100mm | No | 5 |  | 0
446 | 4984 | 17 | 6 | 34 |  | 34 |  | Blank Covers
447 | 4985 | 17 | 6 | 34 | 5 | 34.5 |  | 100mm dia | No | 0 |  | 0
448 | 4986 | 17 | 6 | 34 | 6 | 34.6 |  | 100 x 100mm | No | 0 |  | 0
449 | 4987 | 17 | 6 | 34 |  | 34 |  | Expansion joint boxes as specified in Part 2 placed in position for casting into concrete, building or chased into brickwork including locknuts, bushes and sliding conduit stubs.
450 | 4988 | 17 | 6 | 34 | 7 | 34.7 |  | 300 x 300mm | No | 0 |  | 0
451 | 4989 | 17 | 6 | 34 |  | 34 |  | CONDUCTORS
452 | 4990 | 17 | 6 | 34 |  | 34 |  | 600/1000V grade PVC insulated stranded copper conductors drawn into conduit
453 | 4991 | 17 | 6 | 34 | 8 | 34.8 |  | 2,5mm"² | m | 1200 |  | 0
454 | 4992 | 17 | 6 | 34 | 9 | 34.9 |  | 4,0mm"² | m | 800 |  | 0
455 | 4993 | 17 | 6 | 34 | 10 | 34.1 |  | 6,0mm"² | m | 0 |  | 0
456 | 4994 | 17 | 6 | 34 |  | 34 |  | Bare stranded copper earth conductors drawn into conduits
457 | 4995 | 17 | 6 | 34 | 11 | 34.11 |  | 2,5mm"² | m | 1000 |  | 0
458 | 4996 | 17 | 6 | 34 | 12 | 34.12 |  | 4,0mm"² | m | 0 |  | 0
459 | 4997 | 17 | 6 | 34 |  | 34 |  | APPLIANCES
460 | 4998 | 17 | 6 | 34 |  | 34 |  | Complete with cover plate fixed in flush boxes (boxes elsewhere measured)
461 | 4999 | 17 | 6 | 34 |  | 34 |  | Socket Outlets
462 | 5997 | 17 | 6 | 34 |  | 34 |  | 16 Ampere round 3-pin 250V grade
463 | 5000 | 17 | 6 | 34 | 13 | 34.13 |  | Switched socket outlet | No | 5 |  | 0
464 | 5001 | 17 | 6 | 35 |  | 35 |  | Light Switches
465 | 5002 | 17 | 6 | 35 | 14 | 35.14 |  | 16 Ampere 250V grade single lever one way | No | 5 |  | 0
466 | 5003 | 17 | 6 | 35 |  | 35 |  | Light Switches
467 | 5004 | 17 | 6 | 35 | 15 | 35.15 |  | 16 Ampere 250V grade double lever one way | No | 0 |  | 0
468 | 5005 | 17 | 6 | 35 |  | 35 |  | SLEEVES
469 | 5006 | 17 | 6 | 35 | 16 | 35.16 |  | 50mm dia | m | 0 |  | 0
471 | 72 | 17 | 7 | 37 |  | 37 |  | SECTION NO. 17 BILL NO. 7
472 | 136 | 17 | 7 | 37 |  | 37 |  | NEW BLOCK 4 LUMINAIRES AND WIREWAYS FOR TELEPHONE AND INTERCOM SYSTEM
473 | 5008 | 17 | 7 | 37 |  | 37 |  | (Complete installation : wireways for telephone and intercom system)
474 | 5009 | 17 | 7 | 37 |  | 37 |  | WIREWAYS AND LUMINAIRES
475 | 5010 | 17 | 7 | 37 |  | 37 |  | Conduit & accessories as specified in Part 2
476 | 5011 | 17 | 7 | 37 |  | 37 |  | Conduit placed in position for casting into concrete or screed, for building or chasedinto concrete or brickwork and for surface mounted in ceiling void including bending, threading, jointing, short lengths, draw boxes, couplings, bends, tees and saddles
477 | 5012 | 17 | 7 | 37 | 1 | 37.1 |  | 25mm | m | 0 |  | 0
478 | 5013 | 17 | 7 | 37 |  | 37 |  | Wall boxes as specified in Part 2 placed in position for casting into concrete, building or chased into brickwork including locknutsand bushes
479 | 5014 | 17 | 7 | 37 |  | 37 |  | Where cavity walls or face brick walls are encountered tenderers must allow to install deep back to back (one end closed) wallboxes
480 | 5015 | 17 | 7 | 37 | 2 | 37.2 |  | 100 x 100mm | No | 0 |  | 0
481 | 5016 | 17 | 7 | 37 | 3 | 37.3 |  | 300 x 300 x 75mm including door as specified | No | 0 |  | 0
482 | 5017 | 17 | 7 | 37 |  | 37 |  | Blank Covers
483 | 5018 | 17 | 7 | 37 | 4 | 37.4 |  | 100 x 100mm | No | 0 |  | 0
484 | 5019 | 17 | 7 | 38 |  | 38 |  | Expansion joint boxes as specified in Part 2 placed in position for casting into concrete, building or chased into brickwork including locknuts, bushes and sliding conduit stubs.
485 | 5020 | 17 | 7 | 38 | 5 | 38.5 |  | 100 x 100mm | No | 0 |  | 0
486 | 5021 | 17 | 7 | 38 |  | 38 |  | DRAW WIRE
487 | 5022 | 17 | 7 | 38 | 6 | 38.6 |  | Galvanised 1,6mm draw wire | m | 400 |  | 0
488 | 5023 | 17 | 7 | 38 |  | 38 |  | APPLIANCES
489 | 5024 | 17 | 7 | 38 |  | 38 |  | Surface mounted appliance complete
490 | 5025 | 17 | 7 | 38 | 7 | 38.7 |  | 16 Ampere photo cell in an empty luminaire | No | 1 |  | 0
491 | 5026 | 17 | 7 | 38 |  | 38 |  | LUMINAIRES
492 | 5027 | 17 | 7 | 38 |  | 38 |  | Installed and mounted to round boxes in brickwork or ceiling including all fixings, brackets, supports, connectors,connections and lamps, see Part 2
493 | 5028 | 17 | 7 | 38 |  | 38 |  | Type A
494 | 5029 | 17 | 7 | 38 | 8 | 38.8 |  | 2 - lamp 58W fluorescent luminaire see Part 2 | No | 20 |  | 0
495 | 5030 | 17 | 7 | 38 |  | 38 |  | Type B
496 | 5031 | 17 | 7 | 38 | 9 | 38.9 |  | 1 - lamp 58W fluorescent luminaire see Part 2 | No | 0 |  | 0
497 | 5032 | 17 | 7 | 38 |  | 38 |  | Type C
498 | 5033 | 17 | 7 | 38 | 10 | 38.1 |  | Bulkhead luminaire with polycarbonate lens see Part 2 | No | 8 |  | 0
499 | 5034 | 17 | 7 | 38 |  | 38 |  | Type L
500 | 5035 | 17 | 7 | 38 | 11 | 38.11 |  | Bulkhead luminaire with polycarbonate lens see Part 2 | No | 0 |  | 0
501 | 5036 | 17 | 7 | 38 |  | 38 |  | TESTING AND COMMISSIONING
502 | 5037 | 17 | 7 | 38 | 12 | 38.12 |  | Test and commission of the complete electrical installation | Item | 1 |  | 0
504 | 73 | 17 | 8 | 40 |  | 40 |  | SECTION NO. 17 BILL NO. 8
505 | 5038 | 17 | 8 | 40 |  | 40 |  | New Nutrition Block (Existing Admin)
506 | 5040 | 17 | 8 | 40 |  | 40 |  | NOTE:
507 | 5041 | 17 | 8 | 40 |  | 40 |  | Tenderers are advised to study the specification before pricing the bill.
508 | 5043 | 17 | 8 | 40 |  | 40 |  | (Complete installation : Internal Electrical Installation)
509 | 5044 | 17 | 8 | 40 |  | 40 |  | SMALL POWER AND LIGHTING
510 | 5045 | 17 | 8 | 40 |  | 40 |  | Conduit and accessories as specified in Part 2
511 | 5046 | 17 | 8 | 40 |  | 40 |  | Conduit placed in position for casting into concrete or screed, for building or chasedinto concrete or brickwork and for surface mounted in ceiling void including bending, threading, jointing, short lengths, drawboxes, couplings, bends, tees and saddles.
512 | 5047 | 17 | 8 | 40 | 1 | 40.1 |  | 20mm | m | 600 |  | 0
513 | 5048 | 17 | 8 | 40 |  | 40 |  | Round conduit box as specified in Part 2 placed in position for casting into concrete, building or chased into brickwork or surfacemounted including locknuts and bushes
514 | 5049 | 17 | 8 | 40 | 2 | 40.2 |  | 60mm deep | No | 18 |  | 0
515 | 5050 | 17 | 8 | 40 |  | 40 |  | Wall boxes as specified in Part 2 placed in position for casting into concrete, building or chased into brickwork including locknuts and bushes
516 | 5051 | 17 | 8 | 40 |  | 40 |  | Where cavity walls or face brick walls are encountered tenderers must allow to install deep back to back (one end closed) wallboxes
517 | 5052 | 17 | 8 | 40 | 3 | 40.3 |  | 100 x 50mm | No | 9 |  | 0
518 | 5053 | 17 | 8 | 41 | 4 | 41.4 |  | 100 x 100mm | No | 4 |  | 0
519 | 5054 | 17 | 8 | 41 |  | 41 |  | Blank Covers
520 | 5055 | 17 | 8 | 41 | 5 | 41.5 |  | 100mm dia | No | 2 |  | 0
521 | 5056 | 17 | 8 | 41 | 6 | 41.6 |  | 100 x 100mm | No | 2 |  | 0
522 | 5057 | 17 | 8 | 41 |  | 41 |  | Expansion joint boxes as specified in Part 2 placed in position for casting into concrete, building or chased into brickwork including locknuts, bushes and sliding conduit stubs.
523 | 5058 | 17 | 8 | 41 | 7 | 41.7 |  | 300 x 300mm | No | 0 |  | 0
524 | 5059 | 17 | 8 | 41 |  | 41 |  | CONDUCTORS
525 | 5060 | 17 | 8 | 41 |  | 41 |  | 600/1000V grade PVC insulated stranded copper conductors drawn into conduit
526 | 5061 | 17 | 8 | 41 | 8 | 41.8 |  | 2,5mm"² | m | 1400 |  | 0
527 | 5062 | 17 | 8 | 41 | 9 | 41.9 |  | 4,0mm"² | m | 1000 |  | 0
528 | 5063 | 17 | 8 | 41 | 10 | 41.1 |  | 6,0mm"² | m | 0 |  | 0
529 | 5064 | 17 | 8 | 41 |  | 41 |  | Bare stranded copper earth conductors drawn into conduits
530 | 5065 | 17 | 8 | 41 | 11 | 41.11 |  | 2,5mm"² | m | 2500 |  | 0
531 | 5066 | 17 | 8 | 41 | 12 | 41.12 |  | 4,0mm"² | m | 0 |  | 0
532 | 5067 | 17 | 8 | 41 |  | 41 |  | APPLIANCES
533 | 5068 | 17 | 8 | 41 |  | 41 |  | Complete with cover plate fixed in flush boxes (boxes elsewhere measured)
534 | 5069 | 17 | 8 | 41 |  | 41 |  | Socket Outlets
535 | 5070 | 17 | 8 | 41 |  | 41 |  | 16 Ampere round 3-pin 250V grade
536 | 5071 | 17 | 8 | 41 | 13 | 41.13 |  | Switched socket outlet | No | 4 |  | 0
537 | 5072 | 17 | 8 | 42 |  | 42 |  | Light Switches
538 | 5073 | 17 | 8 | 42 | 14 | 42.14 |  | 16 Ampere 250V grade single lever one way | No | 5 |  | 0
539 | 5074 | 17 | 8 | 42 | 15 | 42.15 |  | 16 Ampere 250V grade single lever two way | No | 2 |  | 0
540 | 5075 | 17 | 8 | 42 | 16 | 42.16 |  | 16 Ampere 250V grade two lever 1 way | No | 2 |  | 0
541 | 5076 | 17 | 8 | 42 |  | 42 |  | Isolators
542 | 5077 | 17 | 8 | 42 | 17 | 42.17 |  | 30A Isolator (Extraction Fan) | m | 1 |  | 0
543 | 5078 | 17 | 8 | 42 | 18 | 42.18 |  | "ON/OFF" Wall mounted control station for Extraction Fan | No | 1 |  | 0
544 | 5079 | 17 | 8 | 42 | 19 | 42.19 |  | 30A TP Isolator (Coldroom) | m | 0 |  | 0
545 | 5080 | 17 | 8 | 42 | 20 | 42.2 |  | LP Gas Installation | Item | 0 |  | 0
547 | 74 | 17 | 9 | 44 |  | 44 |  | SECTION NO. 17 BILL NO. 9
548 | 139 | 17 | 9 | 44 |  | 44 |  | New Nutrition Centre LUMINAIRES AND WIREWAYS FOR TELEPHONE AND INTERCOM SYSTEM
549 | 5083 | 17 | 9 | 44 |  | 44 |  | (Complete installation : wireways for telephone and intercom system)
550 | 5084 | 17 | 9 | 44 |  | 44 |  | WIREWAYS AND LUMINAIRES
551 | 5085 | 17 | 9 | 44 |  | 44 |  | Conduit & accessories as specified in Part 2
552 | 5086 | 17 | 9 | 44 |  | 44 |  | Conduit placed in position for casting into concrete or screed, for building or chasedinto concrete or brickwork and for surface mounted in ceiling void including bending, threading, jointing, short lengths, draw boxes, couplings, bends, tees and saddles
553 | 5087 | 17 | 9 | 44 | 1 | 44.1 |  | 25mm | m | 0 |  | 0
554 | 5088 | 17 | 9 | 44 |  | 44 |  | Wall boxes as specified in Part 2 placed in position for casting into concrete, building or chased into brickwork including locknutsand bushes
555 | 5089 | 17 | 9 | 44 |  | 44 |  | Where cavity walls or face brick walls are encountered tenderers must allow to install deep back to back (one end closed) wallboxes
556 | 5090 | 17 | 9 | 44 | 2 | 44.2 |  | 100 x 100mm | No | 0 |  | 0
557 | 5091 | 17 | 9 | 44 | 3 | 44.3 |  | 300 x 300 x 75mm including door as specified | No | 0 |  | 0
558 | 5092 | 17 | 9 | 44 |  | 44 |  | Blank Covers
559 | 5093 | 17 | 9 | 44 | 4 | 44.4 |  | 100 x 100mm | No | 0 |  | 0
560 | 5094 | 17 | 9 | 45 |  | 45 |  | Expansion joint boxes as specified in Part 2 placed in position for casting into concrete, building or chased into brickwork includinglocknuts, bushes and sliding conduit stubs
561 | 5095 | 17 | 9 | 45 | 5 | 45.5 |  | 100 x 100mm | No | 0 |  | 0
562 | 5096 | 17 | 9 | 45 |  | 45 |  | DRAW WIRE
563 | 5097 | 17 | 9 | 45 | 6 | 45.6 |  | Galvanised 1,6mm draw wire | m | 400 |  | 0
564 | 5098 | 17 | 9 | 45 |  | 45 |  | APPLIANCES
565 | 5099 | 17 | 9 | 45 |  | 45 |  | Surface mounted appliance complete
566 | 5100 | 17 | 9 | 45 | 7 | 45.7 |  | 16 Ampere photo cell in an empty luminaire | No | 1 |  | 0
567 | 5101 | 17 | 9 | 45 |  | 45 |  | SLEEVES
568 | 5102 | 17 | 9 | 45 | 8 | 45.8 |  | 50mm dia | m | 0 |  | 0
569 | 5103 | 17 | 9 | 45 | 9 | 45.9 |  | 32mm dia | m | 40 |  | 0
570 | 5104 | 17 | 9 | 45 |  | 45 |  | LUMINAIRES
571 | 5105 | 17 | 9 | 45 |  | 45 |  | Installed and mounted to round boxes in brickwork or ceiling including all fixings, brackets, supports, connectors,connections and lamps, see Part 2
572 | 5106 | 17 | 9 | 45 |  | 45 |  | Type A
573 | 5107 | 17 | 9 | 45 | 10 | 45.1 |  | 2 - lamp 58W fluorescent luminaire see Part 2 | No | 16 |  | 0
574 | 5108 | 17 | 9 | 45 |  | 45 |  | Type B
575 | 5109 | 17 | 9 | 45 | 11 | 45.11 |  | 1 - lamp 58W fluorescent luminaire see Part 2 | No | 0 |  | 0
576 | 5110 | 17 | 9 | 45 |  | 45 |  | Type C
577 | 5112 | 17 | 9 | 45 | 12 | 45.12 |  | Bulkhead luminaire with polycarbonate lens see Part 2 | No | 7 |  | 0
578 | 5113 | 17 | 9 | 46 |  | 46 |  | Type E
579 | 5115 | 17 | 9 | 46 | 13 | 46.13 |  | 2 - lamp 58W fluorescent luminaire Vapourproof Part 2 | No | 6 |  | 0
580 | 5116 | 17 | 9 | 46 |  | 46 |  | TESTING AND COMMISSIONING
581 | 5117 | 17 | 9 | 46 | 14 | 46.14 |  | Test and commission of the complete electrical installation | Item | 1 |  | 0
583 | 75 | 17 | 10 | 48 |  | 48 |  | SECTION NO. 17 BILL NO. 10
584 | 140 | 17 | 10 | 48 |  | 48 |  | EXISTING BLOCK 1 INTERNAL ELECTRICAL INSTALLATION
585 | 5120 | 17 | 10 | 48 |  | 48 |  | NOTE:
586 | 5121 | 17 | 10 | 48 |  | 48 |  | Tenderers are advised to study the specification before pricing the bill
587 | 5123 | 17 | 10 | 48 |  | 48 |  | (Complete installation : Internal Electrical Installation)
588 | 5124 | 17 | 10 | 48 |  | 48 |  | SMALL POWER AND LIGHTING
589 | 5125 | 17 | 10 | 48 |  | 48 |  | Conduit and accessories as specified in Part 2
590 | 5126 | 17 | 10 | 48 |  | 48 |  | Conduit placed in position for casting into concrete or screed, for building or chasedinto concrete or brickwork and for surface mounted in ceiling void including bending, threading, jointing, short lengths, drawboxes, couplings, bends, tees and saddles.
591 | 5127 | 17 | 10 | 48 | 1 | 48.1 |  | 20mm | m | 100 |  | 0
592 | 5128 | 17 | 10 | 48 |  | 48 |  | Round conduit box as specified in Part 2 placed in position for casting into concrete, building or chased into brickwork or surfacemounted including locknuts and bushes
593 | 5129 | 17 | 10 | 48 | 2 | 48.2 |  | 60mm deep | No | 26 |  | 0
594 | 5130 | 17 | 10 | 48 |  | 48 |  | Wall boxes as specified in Part 2 placed in position for casting into concrete, building or chased into brickwork including locknuts and bushes
595 | 5131 | 17 | 10 | 48 |  | 48 |  | Where cavity walls or face brick walls are encountered tenderers must allow to install deep back to back (one end closed) wallboxes
596 | 5132 | 17 | 10 | 48 | 3 | 48.3 |  | 100 x 50mm | No | 5 |  | 0
597 | 5133 | 17 | 10 | 49 | 4 | 49.4 |  | 100 x 100mm | No | 5 |  | 0
598 | 5134 | 17 | 10 | 49 |  | 49 |  | Blank Covers
599 | 5135 | 17 | 10 | 49 | 5 | 49.5 |  | 100mm dia | No | 0 |  | 0
600 | 5136 | 17 | 10 | 49 | 6 | 49.6 |  | 100 x 100mm | No | 0 |  | 0
601 | 5137 | 17 | 10 | 49 |  | 49 |  | Expansion joint boxes as specified in Part 2 placed in position for casting into concrete, building or chased into brickwork including locknuts, bushes and sliding conduit stubs.
602 | 5138 | 17 | 10 | 49 | 7 | 49.7 |  | 300 x 300mm | No | 0 |  | 0
603 | 5139 | 17 | 10 | 49 |  | 49 |  | CONDUCTORS
604 | 5140 | 17 | 10 | 49 |  | 49 |  | 600/1000V grade PVC insulated stranded copper conductors drawn into conduit
605 | 5141 | 17 | 10 | 49 | 8 | 49.8 |  | 2,5mm"² | m | 800 |  | 0
606 | 5142 | 17 | 10 | 49 | 9 | 49.9 |  | 4,0mm"² | m | 400 |  | 0
607 | 5143 | 17 | 10 | 49 | 10 | 49.1 |  | 6,0mm"² | m | 0 |  | 0
608 | 5144 | 17 | 10 | 49 |  | 49 |  | Bare stranded copper earth conductors drawn into conduits
609 | 5145 | 17 | 10 | 49 | 11 | 49.11 |  | 2,5mm"² | m | 600 |  | 0
610 | 5146 | 17 | 10 | 49 |  | 49 |  | APPLIANCES
611 | 5147 | 17 | 10 | 49 |  | 49 |  | Complete with cover plate fixed in flush boxes (boxes elsewhere measured)
612 | 5148 | 17 | 10 | 49 |  | 49 |  | Socket Outlets
613 | 5149 | 17 | 10 | 49 |  | 49 |  | 16 Ampere round 3-pin 250V grade
614 | 5150 | 17 | 10 | 49 | 12 | 49.12 |  | Switched socket outlet | No | 5 |  | 0
615 | 5151 | 17 | 10 | 49 |  | 49 |  | Light Switches
616 | 5152 | 17 | 10 | 49 | 13 | 49.13 |  | 16 Ampere 250V grade single lever one way | No | 5 |  | 0
617 | 5153 | 17 | 10 | 50 |  | 50 |  | SLEEVES
618 | 5154 | 17 | 10 | 50 | 14 | 50.14 |  | 50mm dia | m | 0 |  | 0
620 | 76 | 17 | 11 | 52 |  | 52 |  | SECTION NO. 17 BILL NO. 11
621 | 141 | 17 | 11 | 52 |  | 52 |  | EXISTING BLOCK 1 LUMINAIRES AND WIREWAYS
622 | 5156 | 17 | 11 | 52 |  | 52 |  | (Complete installation : wireways for telephone and intercom system)
623 | 5157 | 17 | 11 | 52 |  | 52 |  | WIREWAYS AND LUMINAIRES
624 | 5158 | 17 | 11 | 52 |  | 52 |  | Conduit & accessories as specified in Part 2
625 | 5159 | 17 | 11 | 52 |  | 52 |  | Conduit placed in position for casting into concrete or screed, for building or chasedinto concrete or brickwork and for surface mounted in ceiling void including bending, threading, jointing, short lengths, draw boxes, couplings, bends, tees and saddles
626 | 5160 | 17 | 11 | 52 | 1 | 52.1 |  | 25mm | m | 0 |  | 0
627 | 5161 | 17 | 11 | 52 |  | 52 |  | Wall boxes as specified in Part 2 placed in position for casting into concrete, building or chased into brickwork including locknutsand bushes
628 | 5162 | 17 | 11 | 52 |  | 52 |  | Where cavity walls or face brick walls are encountered tenderers must allow to install deep back to back (one end closed) wallboxes
629 | 5163 | 17 | 11 | 52 | 2 | 52.2 |  | 100 x 100mm | No | 0 |  | 0
630 | 5164 | 17 | 11 | 52 | 3 | 52.3 |  | 300 x 300 x 75mm including door as specified | No | 0 |  | 0
631 | 5165 | 17 | 11 | 52 |  | 52 |  | Blank Covers
632 | 5166 | 17 | 11 | 52 | 4 | 52.4 |  | 100 x 100mm | No | 0 |  | 0
633 | 5167 | 17 | 11 | 53 |  | 53 |  | Expansion joint boxes as specified in Part 2 placed in position for casting into concrete, building or chased into brickwork including locknuts, bushes and sliding conduit stubs.
634 | 5168 | 17 | 11 | 53 | 5 | 53.5 |  | 100 x 100mm | No | 0 |  | 0
635 | 5169 | 17 | 11 | 53 |  | 53 |  | DRAW WIRE
636 | 5170 | 17 | 11 | 53 | 6 | 53.6 |  | Galvanised 1,6mm draw wire | m | 400 |  | 0
637 | 5171 | 17 | 11 | 53 |  | 53 |  | APPLIANCES
638 | 5172 | 17 | 11 | 53 |  | 53 |  | Surface mounted appliances complete
639 | 5173 | 17 | 11 | 53 | 7 | 53.7 |  | 16 Ampere photo cell in an empty luminaire | No | 1 |  | 0
640 | 5174 | 17 | 11 | 53 |  | 53 |  | SLEEVES
641 | 5175 | 17 | 11 | 53 | 8 | 53.8 |  | 50mm dia | m | 0 |  | 0
642 | 5176 | 17 | 11 | 53 | 9 | 53.9 |  | 32mm dia | m | 0 |  | 0
643 | 5177 | 17 | 11 | 53 |  | 53 |  | LUMINAIRES
644 | 5178 | 17 | 11 | 53 |  | 53 |  | Installed and mounted to round boxes in brickwork or ceiling including all fixings, brackets, supports, connectors,connections and lamps, see Part 2
645 | 5179 | 17 | 11 | 53 |  | 53 |  | Type A
646 | 5180 | 17 | 11 | 53 | 10 | 53.1 |  | 2 - lamp 58W fluorescent luminaire see Part 2 | No | 20 |  | 0
647 | 5181 | 17 | 11 | 53 |  | 53 |  | Type B
648 | 5182 | 17 | 11 | 53 | 11 | 53.11 |  | 1 - lamp 58W fluorescent luminaire see Part 2 | No | 0 |  | 0
649 | 5183 | 17 | 11 | 53 |  | 53 |  | Type C
650 | 5185 | 17 | 11 | 53 | 12 | 53.12 |  | Bulkhead luminaire with polycarbonate lens see Part 2 | No | 8 |  | 0
651 | 5186 | 17 | 11 | 54 |  | 54 |  | Type D
652 | 5188 | 17 | 11 | 54 | 13 | 54.13 |  | Bulkhead luminaire with polycarbonate lens see Part 2 | No | 0 |  | 0
653 | 5189 | 17 | 11 | 54 |  | 54 |  | TESTING AND COMMISSIONING
654 | 5190 | 17 | 11 | 54 | 14 | 54.14 |  | Test and commission of the complete electrical installation | Item | 1 |  | 0
656 | 77 | 17 | 12 | 56 |  | 56 |  | SECTION NO. 17 BILL NO. 12
657 | 143 | 17 | 12 | 56 |  | 56 |  | EXISTING BLOCK 2 INTERNAL ELECTRICAL INSTALLATION
658 | 5194 | 17 | 12 | 56 |  | 56 |  | NOTE:
659 | 5195 | 17 | 12 | 56 |  | 56 |  | Tenderers are advised to study the specification before pricing the bill.
660 | 5196 | 17 | 12 | 56 |  | 56 |  | (Complete installation : Internal Electrical Installation)
661 | 5197 | 17 | 12 | 56 |  | 56 |  | SMALL POWER AND LIGHTING
662 | 5198 | 17 | 12 | 56 |  | 56 |  | Conduit and accessories as specified in Part 2
663 | 5199 | 17 | 12 | 56 |  | 56 |  | Conduit placed in position for casting into concrete or screed, for building or chasedinto concrete or brickwork and for surface mounted in ceiling void including bending, threading, jointing, short lengths, drawboxes, couplings, bends, tees and saddles.
664 | 5200 | 17 | 12 | 56 | 1 | 56.1 |  | 20mm | m | 100 |  | 0
665 | 5201 | 17 | 12 | 56 |  | 56 |  | Round conduit box as specified in Part 2 placed in position for casting into concrete, building or chased into brickwork or surfacemounted including locknuts and bushes
666 | 5202 | 17 | 12 | 56 | 2 | 56.2 |  | 60mm deep | No | 26 |  | 0
667 | 5203 | 17 | 12 | 56 |  | 56 |  | Wall boxes as specified in Part 2 placed in position for casting into concrete, building or chased into brickwork including locknuts and bushes
668 | 5204 | 17 | 12 | 56 |  | 56 |  | Where cavity walls or face brick walls are encountered tenderers must allow to install deep back to back (one end closed) wallboxes
669 | 5205 | 17 | 12 | 56 | 3 | 56.3 |  | 100 x 50mm | No | 5 |  | 0
670 | 5206 | 17 | 12 | 57 | 4 | 57.4 |  | 100 x 100mm | No | 5 |  | 0
671 | 5207 | 17 | 12 | 57 |  | 57 |  | Blank Covers
672 | 5208 | 17 | 12 | 57 | 5 | 57.5 |  | 100mm dia | No | 0 |  | 0
673 | 5209 | 17 | 12 | 57 | 6 | 57.6 |  | 100 x 100mm | No | 0 |  | 0
674 | 5210 | 17 | 12 | 57 |  | 57 |  | Expansion joint boxes as specified in Part 2 placed in position for casting into concrete, building or chased into brickwork including locknuts, bushes and sliding conduit stubs.
675 | 5211 | 17 | 12 | 57 | 7 | 57.7 |  | 300 x 300mm | No | 0 |  | 0
676 | 5212 | 17 | 12 | 57 |  | 57 |  | CONDUCTORS
677 | 5213 | 17 | 12 | 57 |  | 57 |  | 600/1000V grade PVC insulated stranded copper conductors drawn into conduit
678 | 5214 | 17 | 12 | 57 | 8 | 57.8 |  | 2,5mm"² | m | 800 |  | 0
679 | 5215 | 17 | 12 | 57 | 9 | 57.9 |  | 4,0mm"² | m | 400 |  | 0
680 | 5216 | 17 | 12 | 57 | 10 | 57.1 |  | 6,0mm"² | m | 0 |  | 0
681 | 5217 | 17 | 12 | 57 |  | 57 |  | Bare stranded copper earth conductors drawn into conduits
682 | 5218 | 17 | 12 | 57 | 11 | 57.11 |  | 2,5mm"² | m | 600 |  | 0
683 | 5219 | 17 | 12 | 57 |  | 57 |  | APPLIANCES
684 | 5220 | 17 | 12 | 57 |  | 57 |  | Complete with cover plate fixed in flush boxes (boxes elsewhere measured)
685 | 5221 | 17 | 12 | 57 |  | 57 |  | Socket Outlets
686 | 5222 | 17 | 12 | 57 |  | 57 |  | 16 Ampere round 3-pin 250V grade
687 | 5223 | 17 | 12 | 57 | 12 | 57.12 |  | Switched socket outlet | No | 5 |  | 0
688 | 5224 | 17 | 12 | 57 |  | 57 |  | Light Switches
689 | 5225 | 17 | 12 | 57 | 13 | 57.13 |  | 16 Ampere 250V grade single lever one way | No | 5 |  | 0
690 | 5226 | 17 | 12 | 58 |  | 58 |  | SLEEVES
691 | 5227 | 17 | 12 | 58 | 14 | 58.14 |  | 50mm dia | m | 0 |  | 0
693 | 78 | 17 | 13 | 60 |  | 60 |  | SECTION NO. 17 BILL NO. 13
694 | 145 | 17 | 13 | 60 |  | 60 |  | EXISTING BLOCK 2 LUMINAIRES AND WIREWAYS
695 | 5229 | 17 | 13 | 60 |  | 60 |  | (Complete installation : wireways for telephone and intercom system)
696 | 5230 | 17 | 13 | 60 |  | 60 |  | WIREWAYS AND LUMINAIRES
697 | 5231 | 17 | 13 | 60 |  | 60 |  | Conduit & accessories as specified in Part 2
698 | 5232 | 17 | 13 | 60 |  | 60 |  | Conduit placed in position for casting into concrete or screed, for building or chasedinto concrete or brickwork and for surface mounted in ceiling void including bending, threading, jointing, short lengths, draw boxes, couplings, bends, tees and saddles
699 | 5233 | 17 | 13 | 60 | 1 | 60.1 |  | 25mm | m | 0 |  | 0
700 | 5234 | 17 | 13 | 60 |  | 60 |  | Wall boxes as specified in Part 2 placed in position for casting into concrete, building or chased into brickwork including locknutsand bushes
701 | 5235 | 17 | 13 | 60 |  | 60 |  | Where cavity walls or face brick walls are encountered tenderers must allow to install deep back to back (one end closed) wallboxes
702 | 5236 | 17 | 13 | 60 | 2 | 60.2 |  | 100 x 100mm | No | 0 |  | 0
703 | 5237 | 17 | 13 | 60 | 3 | 60.3 |  | 300 x 300 x 75mm including door as specified | No | 0 |  | 0
704 | 5238 | 17 | 13 | 60 |  | 60 |  | Blank Covers
705 | 5239 | 17 | 13 | 60 | 4 | 60.4 |  | 100 x 100mm | No | 0 |  | 0
706 | 5240 | 17 | 13 | 61 |  | 61 |  | Expansion joint boxes as specified in Part 2 placed in position for casting into concrete, building or chased into brickwork including locknuts, bushes and sliding conduit stubs.
707 | 5241 | 17 | 13 | 61 | 5 | 61.5 |  | 100 x 100mm | No | 0 |  | 0
708 | 5242 | 17 | 13 | 61 |  | 61 |  | DRAW WIRE
709 | 5243 | 17 | 13 | 61 | 6 | 61.6 |  | Galvanised 1,6mm draw wire | m | 400 |  | 0
710 | 5244 | 17 | 13 | 61 |  | 61 |  | APPLIANCES
711 | 5245 | 17 | 13 | 61 |  | 61 |  | Surface mounted appliances complete
712 | 5246 | 17 | 13 | 61 | 7 | 61.7 |  | 16 Ampere photo cell in an empty luminaire | No | 1 |  | 0
713 | 5247 | 17 | 13 | 61 |  | 61 |  | LUMINAIRES
714 | 5248 | 17 | 13 | 61 |  | 61 |  | Installed and mounted to round boxes in brickwork or ceiling including all fixings, brackets, supports, connectors,connections and lamps, see Part 2
715 | 5249 | 17 | 13 | 61 |  | 61 |  | Type A
716 | 5250 | 17 | 13 | 61 | 8 | 61.8 |  | 2 - lamp 58W fluorescent luminaire see Part 2 | No | 20 |  | 0
717 | 5251 | 17 | 13 | 61 |  | 61 |  | Type B
718 | 5252 | 17 | 13 | 61 | 9 | 61.9 |  | 1 - lamp 58W fluorescent luminaire see Part 2 | No | 0 |  | 0
719 | 5253 | 17 | 13 | 61 |  | 61 |  | Type C
720 | 5255 | 17 | 13 | 61 | 10 | 61.1 |  | Bulkhead luminaire with polycarbonate lens see Part 2 | No | 8 |  | 0
721 | 5256 | 17 | 13 | 61 |  | 61 |  | Type D
722 | 5258 | 17 | 13 | 61 | 11 | 61.11 |  | Bulkhead luminaire with polycarbonate lens see Part 2 | No | 0 |  | 0
723 | 5259 | 17 | 13 | 61 |  | 61 |  | TESTING AND COMMISSIONING
724 | 5260 | 17 | 13 | 61 | 12 | 61.12 |  | Test and commission of the complete electrical installation | Item | 1 |  | 0
726 | 79 | 17 | 14 | 63 |  | 63 |  | SECTION NO. 17 BILL NO. 14
727 | 144 | 17 | 14 | 63 |  | 63 |  | EXISTING BLOCK 3 INTERNAL ELECTRICAL INSTALLATION
728 | 5263 | 17 | 14 | 63 |  | 63 |  | NOTE:
729 | 5264 | 17 | 14 | 63 |  | 63 |  | Tenderers are advised to study the specification before pricing the bill
730 | 5266 | 17 | 14 | 63 |  | 63 |  | (Complete installation : Internal Electrical Installation)
731 | 5267 | 17 | 14 | 63 |  | 63 |  | SMALL POWER AND LIGHTING
732 | 5268 | 17 | 14 | 63 |  | 63 |  | Conduit and accessories as specified in Part 2
733 | 5269 | 17 | 14 | 63 |  | 63 |  | Conduit placed in position for casting into concrete or screed, for building or chasedinto concrete or brickwork and for surface mounted in ceiling void including bending, threading, jointing, short lengths, drawboxes, couplings, bends, tees and saddles.
734 | 5270 | 17 | 14 | 63 | 1 | 63.1 |  | 20mm | m | 100 |  | 0
735 | 5271 | 17 | 14 | 63 |  | 63 |  | Round conduit box as specified in Part 2 placed in position for casting into concrete, building or chased into brickwork or surfacemounted including locknuts and bushes
736 | 5272 | 17 | 14 | 63 | 2 | 63.2 |  | 60mm deep | No | 26 |  | 0
737 | 5273 | 17 | 14 | 63 |  | 63 |  | Wall boxes as specified in Part 2 placed in position for casting into concrete, building or chased into brickwork including locknuts and bushes
738 | 5274 | 17 | 14 | 63 |  | 63 |  | Where cavity walls or face brick walls are encountered tenderers must allow to install deep back to back (one end closed) wallboxes
739 | 5275 | 17 | 14 | 63 | 3 | 63.3 |  | 100 x 50mm | No | 5 |  | 0
740 | 5276 | 17 | 14 | 64 | 4 | 64.4 |  | 100 x 100mm | No | 5 |  | 0
741 | 5277 | 17 | 14 | 64 |  | 64 |  | Blank Covers
742 | 5278 | 17 | 14 | 64 | 5 | 64.5 |  | 100mm dia | No | 0 |  | 0
743 | 5279 | 17 | 14 | 64 | 6 | 64.6 |  | 100 x 100mm | No | 0 |  | 0
744 | 5280 | 17 | 14 | 64 |  | 64 |  | Expansion joint boxes as specified in Part 2 placed in position for casting into concrete, building or chased into brickwork including locknuts, bushes and sliding conduit stubs.
745 | 5281 | 17 | 14 | 64 | 7 | 64.7 |  | 300 x 300mm | No | 0 |  | 0
746 | 5282 | 17 | 14 | 64 |  | 64 |  | CONDUCTORS
747 | 5283 | 17 | 14 | 64 |  | 64 |  | 600/1000V grade PVC insulated stranded copper conductors drawn into conduit
748 | 5284 | 17 | 14 | 64 | 8 | 64.8 |  | 2,5mm"² | m | 800 |  | 0
749 | 5285 | 17 | 14 | 64 | 9 | 64.9 |  | 4,0mm"² | m | 400 |  | 0
750 | 5286 | 17 | 14 | 64 | 10 | 64.1 |  | 6,0mm"² | m | 0 |  | 0
751 | 5287 | 17 | 14 | 64 |  | 64 |  | Bare stranded copper earth conductors drawn into conduits
752 | 5288 | 17 | 14 | 64 | 11 | 64.11 |  | 2,5mm"² | m | 600 |  | 0
753 | 5289 | 17 | 14 | 64 |  | 64 |  | APPLIANCES
754 | 5290 | 17 | 14 | 64 |  | 64 |  | Complete with cover plate fixed in flush boxes (boxes elsewhere measured)
755 | 5291 | 17 | 14 | 64 |  | 64 |  | Socket Outlets
756 | 5292 | 17 | 14 | 64 |  | 64 |  | 16 Ampere round 3-pin 250V grade
757 | 5293 | 17 | 14 | 64 | 12 | 64.12 |  | Switched socket outlet | No | 5 |  | 0
758 | 5294 | 17 | 14 | 64 |  | 64 |  | Light Switches
759 | 5295 | 17 | 14 | 64 | 13 | 64.13 |  | 16 Ampere 250V grade single lever one way | No | 5 |  | 0
760 | 5296 | 17 | 14 | 65 |  | 65 |  | SLEEVES
761 | 5297 | 17 | 14 | 65 | 14 | 65.14 |  | 50mm dia | m | 0 |  | 0
763 | 80 | 17 | 15 | 67 |  | 67 |  | SECTION NO. 17 BILL NO. 15
764 | 146 | 17 | 15 | 67 |  | 67 |  | EXISTING BLOCK 3 LUMINAIRES AND WIREWAYS
765 | 5299 | 17 | 15 | 67 |  | 67 |  | (Complete installation : wireways for telephone and intercom system)
766 | 5300 | 17 | 15 | 67 |  | 67 |  | WIREWAYS AND LUMINAIRES
767 | 5301 | 17 | 15 | 67 |  | 67 |  | Conduit & accessories as specified in Part 2
768 | 5302 | 17 | 15 | 67 |  | 67 |  | Conduit placed in position for casting into concrete or screed, for building or chasedinto concrete or brickwork and for surface mounted in ceiling void including bending, threading, jointing, short lengths, draw boxes, couplings, bends, tees and saddles
769 | 5303 | 17 | 15 | 67 | 1 | 67.1 |  | 25mm | m | 0 |  | 0
770 | 5304 | 17 | 15 | 67 |  | 67 |  | Wall boxes as specified in Part 2 placed in position for casting into concrete, building or chased into brickwork including locknutsand bushes
771 | 5305 | 17 | 15 | 67 |  | 67 |  | Where cavity walls or face brick walls are encountered tenderers must allow to install deep back to back (one end closed) wallboxes
772 | 5306 | 17 | 15 | 67 | 2 | 67.2 |  | 100 x 100mm | No | 0 |  | 0
773 | 5307 | 17 | 15 | 67 | 3 | 67.3 |  | 300 x 300 x 75mm including door as specified | No | 0 |  | 0
774 | 5308 | 17 | 15 | 67 |  | 67 |  | Blank Covers
775 | 5309 | 17 | 15 | 67 | 4 | 67.4 |  | 100 x 100mm | No | 0 |  | 0
776 | 5310 | 17 | 15 | 68 |  | 68 |  | Expansion joint boxes as specified in Part 2 placed in position for casting into concrete, building or chased into brickwork including locknuts, bushes and sliding conduit stubs.
777 | 5311 | 17 | 15 | 68 | 5 | 68.5 |  | 100 x 100mm | No | 0 |  | 0
778 | 5312 | 17 | 15 | 68 |  | 68 |  | DRAW WIRE
779 | 5313 | 17 | 15 | 68 | 6 | 68.6 |  | Galvanised 1,6mm draw wire | m | 400 |  | 0
780 | 5314 | 17 | 15 | 68 |  | 68 |  | APPLIANCES
781 | 5315 | 17 | 15 | 68 |  | 68 |  | Surface mounted appliances complete
782 | 5316 | 17 | 15 | 68 | 7 | 68.7 |  | 16 Ampere photo cell in an empty luminaire | No | 1 |  | 0
783 | 5317 | 17 | 15 | 68 |  | 68 |  | LUMINAIRES
784 | 5318 | 17 | 15 | 68 |  | 68 |  | Installed and mounted to round boxes in brickwork or ceiling including all fixings, brackets, supports, connectors,connections and lamps, see Part 2
785 | 5319 | 17 | 15 | 68 |  | 68 |  | Type A
786 | 5320 | 17 | 15 | 68 | 8 | 68.8 |  | 2 - lamp 58W fluorescent luminaire see Part 2 | No | 20 |  | 0
787 | 5321 | 17 | 15 | 68 |  | 68 |  | Type B
788 | 5322 | 17 | 15 | 68 | 9 | 68.9 |  | 1 - lamp 58W fluorescent luminaire see Part 2 | No | 0 |  | 0
789 | 5323 | 17 | 15 | 68 |  | 68 |  | Type C
790 | 5325 | 17 | 15 | 68 | 10 | 68.1 |  | Bulkhead luminaire with polycarbonate lens see Part 2 | No | 8 |  | 0
791 | 5326 | 17 | 15 | 68 |  | 68 |  | Type D
792 | 5328 | 17 | 15 | 68 | 11 | 68.11 |  | Bulkhead luminaire with polycarbonate lens see Part 2 | No | 0 |  | 0
793 | 5329 | 17 | 15 | 68 |  | 68 |  | TESTING AND COMMISSIONING
794 | 5330 | 17 | 15 | 68 | 12 | 68.12 |  | Test and commission of the complete electrical installation | Item | 1 |  | 0
796 | 81 | 17 | 16 | 70 |  | 70 |  | SECTION NO. 17 BILL NO. 16
797 | 147 | 17 | 16 | 70 |  | 70 |  | NEW BLOCK 5 INTERNAL ELECTRICAL INSTALLATION
798 | 5333 | 17 | 16 | 70 |  | 70 |  | NOTE:
799 | 5334 | 17 | 16 | 70 |  | 70 |  | Tenderers are advised to study the specification document before pricing the bill.
800 | 5336 | 17 | 16 | 70 |  | 70 |  | (Complete installation : Internal Electrical Installation)
801 | 5337 | 17 | 16 | 70 |  | 70 |  | SMALL POWER AND LIGHTING
802 | 5338 | 17 | 16 | 70 |  | 70 |  | Conduit and accessories as specified in Part 2
803 | 5339 | 17 | 16 | 70 |  | 70 |  | Conduit placed in position for casting into concrete or screed, for building or chasedinto concrete or brickwork and for surface mounted in ceiling void including bending, threading, jointing, short lengths, drawboxes, couplings, bends, tees and saddles.
804 | 5340 | 17 | 16 | 70 | 1 | 70.1 |  | 20mm | m | 500 |  | 0
805 | 5341 | 17 | 16 | 70 |  | 70 |  | Round conduit box as specified in Part 2 placed in position for casting into concrete, building or chased into brickwork or surfacemounted including locknuts and bushes
806 | 5342 | 17 | 16 | 70 | 2 | 70.2 |  | 60mm deep | No | 26 |  | 0
807 | 5343 | 17 | 16 | 70 |  | 70 |  | Wall boxes as specified in Part 2 placed in position for casting into concrete, building or chased into brickwork including locknuts and bushes
808 | 5344 | 17 | 16 | 70 |  | 70 |  | Where cavity walls or face brick walls are encountered tenderers must allow to install deep back to back (one end closed) wallboxes
809 | 5345 | 17 | 16 | 70 | 3 | 70.3 |  | 100 x 50mm | No | 5 |  | 0
810 | 5346 | 17 | 16 | 71 | 4 | 71.4 |  | 100 x 100mm | No | 5 |  | 0
811 | 5347 | 17 | 16 | 71 |  | 71 |  | Blank Covers
812 | 5348 | 17 | 16 | 71 | 5 | 71.5 |  | 100mm dia | No | 0 |  | 0
813 | 5349 | 17 | 16 | 71 | 6 | 71.6 |  | 100 x 100mm | No | 0 |  | 0
814 | 5350 | 17 | 16 | 71 |  | 71 |  | Expansion joint boxes as specified in Part 2 placed in position for casting into concrete, building or chased into brickwork including locknuts, bushes and sliding conduit stubs.
815 | 5351 | 17 | 16 | 71 | 7 | 71.7 |  | 300 x 300mm | No | 0 |  | 0
816 | 5352 | 17 | 16 | 71 |  | 71 |  | CONDUCTORS
817 | 5353 | 17 | 16 | 71 |  | 71 |  | 600/1000V grade PVC insulated stranded copper conductors drawn into conduit
818 | 5354 | 17 | 16 | 71 | 8 | 71.8 |  | 2,5mm"² | m | 1200 |  | 0
819 | 5355 | 17 | 16 | 71 | 9 | 71.9 |  | 4,0mm"² | m | 800 |  | 0
820 | 5356 | 17 | 16 | 71 | 10 | 71.1 |  | 6,0mm"² | m | 0 |  | 0
821 | 5357 | 17 | 16 | 71 |  | 71 |  | Bare stranded copper earth conductors drawn into conduits
822 | 5358 | 17 | 16 | 71 | 11 | 71.11 |  | 2,5mm"² | m | 1000 |  | 0
823 | 5359 | 17 | 16 | 71 | 12 | 71.12 |  | 4,0mm"² | m | 0 |  | 0
824 | 5360 | 17 | 16 | 71 |  | 71 |  | APPLIANCES
825 | 5361 | 17 | 16 | 71 |  | 71 |  | Complete with cover plate fixed in flush boxes (boxes elsewhere measured)
826 | 5362 | 17 | 16 | 71 |  | 71 |  | Socket Outlets
827 | 5363 | 17 | 16 | 71 | 13 | 71.13 |  | 16 Ampere round 3-pin 250V grade Switched socket outlet | No | 5 |  | 0
828 | 5364 | 17 | 16 | 71 |  | 71 |  | Light Switches
829 | 5365 | 17 | 16 | 71 | 14 | 71.14 |  | 16 Ampere 250V grade single lever one way | No | 5 |  | 0
830 | 5366 | 17 | 16 | 72 |  | 72 |  | Light Switches
831 | 5367 | 17 | 16 | 72 | 15 | 72.15 |  | 16 Ampere 250V grade double lever one way | No | 0 |  | 0
832 | 5368 | 17 | 16 | 72 |  | 72 |  | SLEEVES
833 | 5369 | 17 | 16 | 72 | 16 | 72.16 |  | 50mm dia | m | 0 |  | 0
835 | 82 | 17 | 17 | 74 |  | 74 |  | SECTION NO. 17 BILL NO. 17
836 | 148 | 17 | 17 | 74 |  | 74 |  | NEW BLOCK 5 LUMINAIRES AND WIREWAYS FOR TELEPHONE AND INTERCOM SYSTEM
837 | 5371 | 17 | 17 | 74 |  | 74 |  | (Complete installation : wireways for telephone and intercom system)
838 | 5372 | 17 | 17 | 74 |  | 74 |  | WIREWAYS AND LUMINAIRES
839 | 5373 | 17 | 17 | 74 |  | 74 |  | Conduit & accessories as specified in Part 2
840 | 5374 | 17 | 17 | 74 |  | 74 |  | Conduit placed in position for casting into concrete or screed, for building or chased into concrete or brickwork and for surface mounted in ceiling void including bending, threading, jointing, short lengths, draw boxes, couplings, bends, tees and saddles
841 | 5375 | 17 | 17 | 74 | 1 | 74.1 |  | 25mm | m | 0 |  | 0
842 | 5376 | 17 | 17 | 74 |  | 74 |  | Wall boxes as specified in Part 2 placed in position for casting into concrete, building or chased into brickwork including locknutsand bushes
843 | 5377 | 17 | 17 | 74 |  | 74 |  | Where cavity walls or face brick walls are encountered tenderers must allow to install deep back to back (one end closed) wallboxes
844 | 5378 | 17 | 17 | 74 | 2 | 74.2 |  | 100 x 100mm | No | 0 |  | 0
845 | 5379 | 17 | 17 | 74 | 3 | 74.3 |  | 300 x 300 x 75mm including door as specified | No | 0 |  | 0
846 | 5380 | 17 | 17 | 74 |  | 74 |  | Blank Covers
847 | 5381 | 17 | 17 | 74 | 4 | 74.4 |  | 100 x 100mm | No | 0 |  | 0
848 | 5382 | 17 | 17 | 75 |  | 75 |  | Expansion joint boxes as specified in Part 2 placed in position for casting into concrete, building or chased into brickwork including locknuts, bushes and sliding conduit stubs.
849 | 5383 | 17 | 17 | 75 | 5 | 75.5 |  | 100 x 100mm | No | 0 |  | 0
850 | 5384 | 17 | 17 | 75 |  | 75 |  | DRAW WIRE
851 | 5385 | 17 | 17 | 75 | 6 | 75.6 |  | Galvanised 1,6mm draw wire | m | 400 |  | 0
852 | 5386 | 17 | 17 | 75 |  | 75 |  | APPLIANCES
853 | 5387 | 17 | 17 | 75 |  | 75 |  | Surface mounted appliance complete
854 | 5388 | 17 | 17 | 75 | 7 | 75.7 |  | 16 Ampere photo cell in an empty luminaire | No | 1 |  | 0
855 | 5389 | 17 | 17 | 75 |  | 75 |  | LUMINAIRES
856 | 5390 | 17 | 17 | 75 |  | 75 |  | Installed and mounted to round boxes in brickwork or ceiling including all fixings, brackets, supports, connectors,connections and lamps, see Part 2
857 | 5391 | 17 | 17 | 75 |  | 75 |  | Type A
858 | 5392 | 17 | 17 | 75 | 8 | 75.8 |  | 2 - lamp 58W fluorescent luminaire see Part 2 | No | 20 |  | 0
859 | 5393 | 17 | 17 | 75 |  | 75 |  | Type B
860 | 5394 | 17 | 17 | 75 | 9 | 75.9 |  | 1 - lamp 58W fluorescent luminaire see Part 2 | No | 0 |  | 0
861 | 5395 | 17 | 17 | 75 |  | 75 |  | Type C
862 | 5397 | 17 | 17 | 75 | 10 | 75.1 |  | Bulkhead luminaire with polycarbonate lens see Part 2 | No | 8 |  | 0
863 | 5398 | 17 | 17 | 75 |  | 75 |  | Type L
864 | 5400 | 17 | 17 | 75 | 11 | 75.11 |  | Bulkhead luminaire with polycarbonate lens see Part 2 | No | 0 |  | 0
865 | 5401 | 17 | 17 | 75 |  | 75 |  | TESTING AND COMMISSIONING
866 | 5402 | 17 | 17 | 75 | 12 | 75.12 |  | Test and commission of the complete electrical installation | Item | 1 |  | 0
868 | 83 | 17 | 18 | 77 |  | 77 |  | SECTION NO. 17 BILL NO. 18
869 | 149 | 17 | 18 | 77 |  | 77 |  | SCIENCE MEDIA HOD, INTERNAL ELECTRICAL INSTALLATION
870 | 5406 | 17 | 18 | 77 |  | 77 |  | Tenderers are advised to study the specification before pricing the bill.
871 | 5408 | 17 | 18 | 77 |  | 77 |  | (Complete installation : Internal Electrical Installation)
872 | 5409 | 17 | 18 | 77 |  | 77 |  | SMALL POWER AND LIGHTING
873 | 5410 | 17 | 18 | 77 |  | 77 |  | Conduit and accessories as specified in Part 2
874 | 5411 | 17 | 18 | 77 |  | 77 |  | Conduit placed in position for casting into concrete or screed, for building or chasedinto concrete or brickwork and for surface mounted in ceiling void including bending, threading, jointing, short lengths, drawboxes, couplings, bends, tees and saddles.
875 | 5412 | 17 | 18 | 77 | 1 | 77.1 |  | 20mm | m | 300 |  | 0
876 | 5413 | 17 | 18 | 77 | 2 | 77.2 |  | 25mm | m | 250 |  | 0
877 | 5414 | 17 | 18 | 77 | 3 | 77.3 |  | Two Compartment steel power skirting or equal powder coated c/w covers | m | 40 |  | 0
878 | 5415 | 17 | 18 | 77 |  | 77 |  | Round conduit box as specified in Part 2 placed in position for casting into concrete, building or chased into brickwork or surfacemounted including locknuts and bushes
879 | 5416 | 17 | 18 | 77 | 4 | 77.4 |  | 60mm deep | No | 16 |  | 0
880 | 5417 | 17 | 18 | 77 |  | 77 |  | Wall boxes as specified in Part 2 placed in position for casting into concrete, building or chased into brickwork including locknuts and bushes
881 | 5418 | 17 | 18 | 78 |  | 78 |  | Where cavity walls or face brick walls are encountered tenderers must allow to install deep back to back (one end closed) wallboxes
882 | 5419 | 17 | 18 | 78 | 5 | 78.5 |  | 100 x 50mm | No | 7 |  | 0
883 | 5420 | 17 | 18 | 78 | 6 | 78.6 |  | 100 x 100mm | No | 18 |  | 0
884 | 5421 | 17 | 18 | 78 | 7 | 78.7 |  | Isolator | No | 2 |  | 0
885 | 5422 | 17 | 18 | 78 |  | 78 |  | Blank Covers
886 | 5423 | 17 | 18 | 78 | 8 | 78.8 |  | 100mm dia | No | 2 |  | 0
887 | 5424 | 17 | 18 | 78 |  | 78 |  | Conductors
888 | 5425 | 17 | 18 | 78 |  | 78 |  | 600/1000V grade PVC insulated stranded copper conductors drawn into conduit
889 | 5426 | 17 | 18 | 78 | 9 | 78.9 |  | 2,5mm"² | m | 1000 |  | 0
890 | 5427 | 17 | 18 | 78 | 10 | 78.1 |  | 4,0mm"² | m | 1100 |  | 0
891 | 5428 | 17 | 18 | 78 | 11 | 78.11 |  | 6,0mm"² | m | 300 |  | 0
892 | 5429 | 17 | 18 | 78 |  | 78 |  | Bare stranded copper earth conductors drawn into conduits
893 | 5430 | 17 | 18 | 78 | 12 | 78.12 |  | 2,5mm"² | m | 1000 |  | 0
894 | 5431 | 17 | 18 | 78 | 13 | 78.13 |  | 4mm"² | m | 150 |  | 0
895 | 5432 | 17 | 18 | 78 |  | 78 |  | Appliances
896 | 5433 | 17 | 18 | 78 |  | 78 |  | Complete with cover plate fixed in flush boxes (boxes elsewhere measured)
897 | 5434 | 17 | 18 | 78 |  | 78 |  | Socket Outlets
898 | 5435 | 17 | 18 | 78 |  | 78 |  | 16 Ampere round 3-pin 250V grade
899 | 5436 | 17 | 18 | 78 | 14 | 78.14 |  | Switched socket outlet | No | 18 |  | 0
900 | 5437 | 17 | 18 | 79 |  | 79 |  | Light Switches
901 | 5438 | 17 | 18 | 79 | 15 | 79.15 |  | 16 Ampere 250V grade single lever one way | No | 8 |  | 0
902 | 5439 | 17 | 18 | 79 | 16 | 79.16 |  | 16 Ampere 250V grade single lever two way | No | 0 |  | 0
903 | 5440 | 17 | 18 | 79 | 17 | 79.17 |  | 16 Ampere 250V grade two lever 1 way | No | 0 |  | 0
904 | 5441 | 17 | 18 | 79 |  | 79 |  | Sleeves
905 | 5442 | 17 | 18 | 79 | 18 | 79.18 |  | 100mm dia | m | 0 |  | 0
906 | 5443 | 17 | 18 | 79 | 19 | 79.19 |  | 75mm dia | m | 0 |  | 0
907 | 5444 | 17 | 18 | 79 | 20 | 79.2 |  | 50mm dia | m | 0 |  | 0
908 | 5445 | 17 | 18 | 79 | 21 | 79.21 |  | 32mm dia | m | 0 |  | 0
910 | 84 | 17 | 19 | 81 |  | 81 |  | SECTION NO. 17 BILL NO. 19
911 | 150 | 17 | 19 | 81 |  | 81 |  | SCIENCE MEDIA HOD, LUMINAIRES AND WIREWAYS FOR TELEPHONE AND INTERCOM SYSTEM
912 | 5447 | 17 | 19 | 81 |  | 81 |  | (Complete installation : wireways for telephone and intercom system)
913 | 5448 | 17 | 19 | 81 |  | 81 |  | WIREWAYS AND LUMINAIRES
914 | 5449 | 17 | 19 | 81 |  | 81 |  | Conduit & accessories as specified in Part 2
915 | 5450 | 17 | 19 | 81 |  | 81 |  | Conduit placed in position for casting into concrete or screed, for building or chasedinto concrete or brickwork and for surface mounted in ceiling void including bending, threading, jointing, short lengths, draw boxes, couplings, bends, tees and saddles
916 | 5451 | 17 | 19 | 81 | 1 | 81.1 |  | 20mm | m | 65 |  | 0
917 | 5452 | 17 | 19 | 81 | 2 | 81.2 |  | 25mm | m | 300 |  | 0
918 | 5453 | 17 | 19 | 81 |  | 81 |  | Wall boxes as specified in Part 2 placed in position for casting into concrete, building or chased into brickwork including locknutsand bushes
919 | 5454 | 17 | 19 | 81 |  | 81 |  | Where cavity walls or face brick walls are encountered tenderers must allow to install deep back to back (one end closed) wallboxes
920 | 5455 | 17 | 19 | 81 | 3 | 81.3 |  | 100 x 100mm | No | 5 |  | 0
921 | 5456 | 17 | 19 | 81 | 4 | 81.4 |  | 300 x 300 x 75mm including door as specified | No | 1 |  | 0
922 | 5457 | 17 | 19 | 81 |  | 81 |  | Blank Covers
923 | 5458 | 17 | 19 | 81 | 5 | 81.5 |  | 100 x 100mm | No | 0 |  | 0
924 | 5459 | 17 | 19 | 82 |  | 82 |  | DRAW WIRE
925 | 5460 | 17 | 19 | 82 | 6 | 82.6 |  | Galvanised 1,6mm draw wire | m | 270 |  | 0
926 | 5461 | 17 | 19 | 82 |  | 82 |  | APPLIANCES
927 | 5462 | 17 | 19 | 82 |  | 82 |  | Surface mounted appliance complete
928 | 5463 | 17 | 19 | 82 | 7 | 82.7 |  | 16 Ampere photo cell in an empty luminaire | No | 1 |  | 0
929 | 5464 | 17 | 19 | 82 |  | 82 |  | SLEEVES
930 | 5465 | 17 | 19 | 82 | 8 | 82.8 |  | 100mm dia | m | 0 |  | 0
931 | 5466 | 17 | 19 | 82 | 9 | 82.9 |  | 50mm dia | m | 30 |  | 0
932 | 5467 | 17 | 19 | 82 |  | 82 |  | LUMINAIRES
933 | 5468 | 17 | 19 | 82 |  | 82 |  | Installed and mounted to round boxes in brickwork or ceiling including all fixings, brackets, supports, connectors,connections and lamps, see Part 2
934 | 5469 | 17 | 19 | 82 |  | 82 |  | Type A
935 | 5470 | 17 | 19 | 82 | 10 | 82.1 |  | 2 - lamp 58W fluorescent luminaire see Part 2 | No | 25 |  | 0
936 | 5471 | 17 | 19 | 82 |  | 82 |  | Type B
937 | 5472 | 17 | 19 | 82 | 11 | 82.11 |  | 1 - lamp 58W fluorescent luminaire see Part 2 | No | 0 |  | 0
938 | 5473 | 17 | 19 | 82 |  | 82 |  | Type C
939 | 5475 | 17 | 19 | 82 | 12 | 82.12 |  | Bulkhead luminaire with polycarbonate lens see Part 2 | No | 10 |  | 0
940 | 5476 | 17 | 19 | 82 |  | 82 |  | Type L
941 | 5477 | 17 | 19 | 82 | 13 | 82.13 |  | 2 " Lamp 58W fluorescent luminaire see Part 2 | No | 0 |  | 0
942 | 5478 | 17 | 19 | 82 |  | 82 |  | Type M
943 | 5479 | 17 | 19 | 82 | 14 | 82.14 |  | As C with red lens | No | 1 |  | 0
944 | 5480 | 17 | 19 | 83 |  | 83 |  | TELEPHONE DISTRIBUTION BOARD
945 | 5481 | 17 | 19 | 83 |  | 83 |  | Flush mounted telephone distribution board
946 | 5482 | 17 | 19 | 83 | 15 | 83.15 |  | size 450 x 450 x 180mm flush mounted complete with doors, frames, sub-frames, fixtures and 20mm thick soft board | No | 1 |  | 0
947 | 5483 | 17 | 19 | 83 |  | 83 |  | TESTING AND COMMISSIONING
948 | 5484 | 17 | 19 | 83 | 16 | 83.16 |  | Test and commission of the complete electrical installation | Item | 1 |  | 0
950 | 85 | 17 | 20 | 85 |  | 85 |  | SECTION NO. 17 BILL NO. 20
951 | 151 | 17 | 20 | 85 |  | 85 |  | PROVISIONAL SUM
952 | 5485 | 17 | 20 | 85 |  | 85 |  | PROVISIONAL AMOUNTS BILL NO.16
953 | 5486 | 17 | 20 | 85 | 1 | 85.1 |  | Allow for earthing and lightning protection | Item | 1 |  | 0
954 | 5487 | 17 | 20 | 85 | 2 | 85.2 |  | Attendance and Profit on item above | Item | 1 |  | 0
955 | 5488 | 17 | 20 | 85 | 3 | 85.3 |  | Supply and Install Cold Room | Item | 1 |  | 0
956 | 5489 | 17 | 20 | 85 | 4 | 85.4 |  | Attendance and Profit on item above | Item | 1 |  | 0
957 | 5490 | 17 | 20 | 85 | 5 | 85.5 |  | Gas reticulation by a specialist LP GAS controctor | Item | 1 |  | 0
958 | 5491 | 17 | 20 | 85 | 6 | 85.6 |  | Attendance and Profit on item above | Item | 1 |  | 0
959 | 5492 | 17 | 20 | 85 | 7 | 85.7 |  | Supply and Install Canopy and Extactor Fan | Item | 1 |  | 0
960 | 5493 | 17 | 20 | 85 | 8 | 85.8 |  | Attendance and Profit on item above | Item | 1 |  | 0
961 | 5494 | 17 | 20 | 85 | 9 | 85.9 |  | Rerouting of existing cables to mobiles | Item | 1 |  | 0
963 | 46 | 17 | 21 | 86 | 1 | 86.1 |  | Electrical Installation | Page | 16
964 | 47 | 17 | 21 | 86 | 2 | 86.2 |  | Admin Block Complete Installation : Internal Electrical Installation | Page | 20
965 | 48 | 17 | 21 | 86 | 3 | 86.3 |  | Admin Block: Luminaires And Wireways For Telephone And Intercom System | Page | 24
966 | 49 | 17 | 21 | 86 | 4 | 86.4 |  | Grade R Internal Electrical Installation | Page | 28
967 | 50 | 17 | 21 | 86 | 5 | 86.5 |  | Grade R Luminaires And Wireways For Telephone And Intercom System | Page | 32
968 | 51 | 17 | 21 | 86 | 6 | 86.6 |  | New Block 4 Internal Electrical | Page | 36
969 | 52 | 17 | 21 | 86 | 7 | 86.7 |  | New Block 4 Luminaires And Wireways For Telephone And Intercom System | Page | 39
970 | 53 | 17 | 21 | 86 | 8 | 86.8 |  | Nutrition Block Internal Electrical | Page | 43
971 | 54 | 17 | 21 | 86 | 9 | 86.9 |  | Nutrition Block Luminaires And Wireways For Telephone And Intercom System | Page | 47
972 | 55 | 17 | 21 | 86 | 10 | 86.1 |  | Existing Block 1 Internal Electrical | Page | 51
973 | 56 | 17 | 21 | 86 | 11 | 86.11 |  | Existing Block 1 Luminaires And Wireways For Telephone And Intercom System | Page | 55
974 | 57 | 17 | 21 | 86 | 12 | 86.12 |  | Existing Block 2 Internal Electrical | Page | 59
975 | 58 | 17 | 21 | 86 | 13 | 86.13 |  | Existing Block 2 Luminaires And Wireways For Telephone And Intercom System | Page | 62
976 | 59 | 17 | 21 | 86 | 14 | 86.14 |  | Existing Block 3 Internal Electrical | Page | 66
977 | 60 | 17 | 21 | 86 | 15 | 86.15 |  | Existing Block 3 Luminaires And Wireways For Telephone And Intercom System | Page | 69
978 | 61 | 17 | 21 | 86 | 16 | 86.16 |  | New Block 5 Internal Electrical | Page | 73
979 | 62 | 17 | 21 | 86 | 17 | 86.17 |  | New Block 5 Luminaires And Wireways For Telephone And Intercom System | Page | 76
980 | 63 | 17 | 21 | 86 | 18 | 86.18 |  | Science Media HOD Internal Electrical | Page | 80
981 | 64 | 17 | 21 | 87 | 19 | 87.19 |  | Science Media Hod Luminaires And Wireways For Telephone And Intercom System | Page | 84
982 | 65 | 17 | 21 | 87 | 20 | 87.2 |  | Provisional Sums | Page | 85
984 | 557 | 18 | 1 | 88 |  | 88 |  | SUB-TOTAL EXCLUDING VAT RATE# | ST