## Cover
Doc #:
Revision:
Date:
Page:
CLIENT: DBSA
PROJECT: SEDIKO PRIMARY SCHOOL
EMIS No.: 600101902
STAGE 4:
MAIN TENDER BILL OF QUANTITIES

## 21-312-21Rev3
COUNTER | ISC | SECTION | BILL | PAGE NO | ITEM NO | DOC REF | PAY REF | DESCRIPTION | UNIT | QUANTITY | RATE | AMOUNT
1 | 553 | 1 | 1 | 1 |  | 1 |  | SECTION NO. 1 BILL NO. 1
2 | 563 | 1 | 1 | 1 |  | 1 |  | PRELIMINARIES
3 | 564 | 1 | 1 | 1 |  | 1 |  | The JBCC Series 2000 Principal Building Agreement (March 2005 edition) prepared by the Joint Building Contracts Committee shall be the applicable building agreement, amended as hereinafter described
4 | 565 | 1 | 1 | 1 |  | 1 |  | The JBCC Series 2000 Preliminaries (May 2005 edition) prepared by the Joint Building Contracts Committee for use with the said JBCC Principal Building Agreement shall be deemed to be incorporated in these bills of quantities
5 | 566 | 1 | 1 | 1 |  | 1 |  | Contractors are referred to the above mentioned documents for the full intent and meaning of each clause thereof
6 | 567 | 1 | 1 | 1 |  | 1 |  | These clauses are hereinafter referred to by clause number and heading only. Where standard clauses or alternatives are not entirely applicable to this contract such modifications, corrections or supplements as will apply are given under each relevant clause heading and such modifications, corrections or supplements shall take precedence notwithstanding anything contrary contained in the above mentioned documents
7 | 568 | 1 | 1 | 1 |  | 1 |  | Where any item is not relevant to this specific contract such item is marked N/A, signifying "not applicable"
8 | 569 | 1 | 1 | 1 |  | 1 |  | PREAMBLES FOR TRADES
9 | 570 | 1 | 1 | 1 |  | 1 |  | The Model Preambles for Trades (2008 Edition) as published by the Association of South African Quantity Surveyors shall be deemed to be incorporated in these bills of quantities and no claim arising from brevity of description of items fully described in the said Model Preambles will be entertained
10 | 571 | 1 | 1 | 1 |  | 1 |  | Supplementary preambles are incorporated in these bills of quantities to satisfy the requirements of this project. Such supplementary preambles shall take precedence over the provisions of the said Model Preambles
11 | 572 | 1 | 1 | 1 |  | 1 |  | The contractor's prices for all items throughout these bills of quantities must take account of and include for all of the obligations, requirements and specifications given in the said Model Preambles and in any supplementary preambles
12 | 573 | 1 | 1 | 2 |  | 2 |  | PRICING OF PRELIMINARIES
13 | 574 | 1 | 1 | 2 |  | 2 |  | Pricing of Preliminaries:
14 | 575 | 1 | 1 | 2 |  | 2 |  | Should the contractor select Option A in terms of clause 10.3 for the purpose of adjustment of these preliminaries, the amount entered in the amount column in these preliminaries is to be divided into one or more of the three categories provided namely Fixed (F), Value Related (V) and Time Related (T)
15 | 576 | 1 | 1 | 2 |  | 2 |  | SECTION A - PRINCIPAL BUILDING AGREEMENT
16 | 577 | 1 | 1 | 2 |  | 2 |  | Definitions:
17 | 578 | 1 | 1 | 2 | 1 | 2.1 |  | Clause 1.0 - Definitions and interpretation | Item | 1 |  | 0
18 | 579 | 1 | 1 | 2 |  | 2 |  | Objective and preparation:
19 | 580 | 1 | 1 | 2 | 2 | 2.2 |  | Clause 2.0 - Offer, acceptance and performance | Item | 1 |  | 0
20 | 581 | 1 | 1 | 2 | 3 | 2.3 |  | Clause 3.0 - Documents | Item | 1 |  | 0
21 | 582 | 1 | 1 | 2 | 4 | 2.4 |  | Clause 4.0 - Design responsibility | Item | 1 |  | 0
22 | 583 | 1 | 1 | 2 | 5 | 2.5 |  | Clause 5.0 - Employer's agents | Item | 1 |  | 0
23 | 584 | 1 | 1 | 2 | 6 | 2.6 |  | Clause 6.0 - Site representative | Item | 1 |  | 0
24 | 585 | 1 | 1 | 2 | 7 | 2.7 |  | Clause 7.0 - Compliance with regulations | Item | 1 |  | 0
25 | 586 | 1 | 1 | 2 | 8 | 2.8 |  | Clause 8.0 - Works risk | Item | 1 |  | 0
26 | 587 | 1 | 1 | 2 | 9 | 2.9 |  | Clause 9.0 - Indemnities | Item | 1 |  | 0
27 | 588 | 1 | 1 | 2 | 10 | 2.1 |  | Clause 10.0 - Works insurances | Item | 1 |  | 0
28 | 589 | 1 | 1 | 2 | 11 | 2.11 |  | Clause 11.0 - Liability insurances | Item | 1 |  | 0
29 | 590 | 1 | 1 | 2 | 12 | 2.12 |  | Clause 12.0 - Effecting insurances | Item | 1 |  | 0
30 | 591 | 1 | 1 | 2 | 13 | 2.13 |  | Clause 13.0 - No clause | Item | 1 |  | 0
31 | 592 | 1 | 1 | 2 | 14 | 2.14 |  | Clause 14.0 - Security | Item | 1 |  | 0
32 | 593 | 1 | 1 | 3 |  | 3 |  | Execution:
33 | 594 | 1 | 1 | 3 | 15 | 3.15 |  | Clause 15.0 - Preparation for and execution of the works | Item | 1 |  | 0
34 | 595 | 1 | 1 | 3 | 16 | 3.16 |  | Clause 16.0 - Access to the works | Item | 1 |  | 0
35 | 596 | 1 | 1 | 3 | 17 | 3.17 |  | Clause 17.0 - Contract instructions | Item | 1 |  | 0
36 | 597 | 1 | 1 | 3 | 18 | 3.18 |  | Clause 18.0 - Setting out of the works | CONT
37 | 598 | 1 | 1 | 3 |  | 3 |  | The contractor shall notify the principal agent if any encroachments of adjoining foundations, buildings, structures, pavements, boundaries, etc exist in order that the necessary arrangements may be made for the rectification of any such encroachments | Item | 1 |  | 0
38 | 599 | 1 | 1 | 3 | 19 | 3.19 |  | Clause 19.0 - Assignment | Item | 1 |  | 0
39 | 600 | 1 | 1 | 3 | 20 | 3.2 |  | Clause 20.0 - Nominated subcontractors | Item | 1 |  | 0
40 | 601 | 1 | 1 | 3 | 21 | 3.21 |  | Clause 21.0 - Selected subcontractors | Item | 1 |  | 0
41 | 602 | 1 | 1 | 3 | 22 | 3.22 |  | Clause 22.0 - Employer's direct contractors | Item | 1 |  | 0
42 | 603 | 1 | 1 | 3 | 23 | 3.23 |  | Clause 23.0 - Contractor's domestic subcontractors | Item | 1 |  | 0
43 | 604 | 1 | 1 | 3 |  | 3 |  | Completion:
44 | 605 | 1 | 1 | 3 | 24 | 3.24 |  | Clause 24.0 - Practical completion | Item | 1 |  | 0
45 | 606 | 1 | 1 | 3 | 25 | 3.25 |  | Clause 25.0 - Works completion | Item | 1 |  | 0
46 | 607 | 1 | 1 | 3 | 26 | 3.26 |  | Clause 26.0 - Final completion | Item | 1 |  | 0
47 | 608 | 1 | 1 | 3 | 27 | 3.27 |  | Clause 27.0 - Latent defects liability period | Item | 1 |  | 0
48 | 609 | 1 | 1 | 3 | 28 | 3.28 |  | Clause 28.0 - Sectional completion | Item | 1 |  | 0
49 | 610 | 1 | 1 | 3 | 29 | 3.29 |  | Clause 29.0 - Revision of the date for practical completion | CONT
50 | 611 | 1 | 1 | 3 |  | 3 |  | The removal and replacement of materials and/or workmanship which do not conform to specification or drawings shall not constitute grounds for an extension of the construction period nor for an adjustment to the contract value (clause 29.3) | Item | 1 |  | 0
51 | 5601 | 1 | 1 | 3 | 30 | 3.3 |  | Clause 30.0 - Penalty for noncompletion | CONT
52 | 613 | 1 | 1 | 4 |  | 4 |  | Construction period to be 12 months and delay penalties of R 10000.00 per calendar day. | Item | 1 |  | 0
53 | 614 | 1 | 1 | 4 |  | 4 |  | Payment:
54 | 615 | 1 | 1 | 4 | 31 | 4.31 |  | Clause 31.0 - Interim payment to the contractor | CONT
55 | 616 | 1 | 1 | 4 |  | 4 |  | Materials and goods stored off site shall not be included in the amount authorised for payment | Item | 1 |  | 0
56 | 617 | 1 | 1 | 4 | 32 | 4.32 |  | Clause 32.0 - Adjustment to the contract value | CONT
57 | 618 | 1 | 1 | 4 |  | 4 |  | Clause 32.5.1, 32.5.4 and 32.5.7 are amended by the addition of the following at the end of the sentence: | CONT
58 | 619 | 1 | 1 | 4 |  | 4 |  | "due to no fault of the contractor" | CONT
59 | 620 | 1 | 1 | 4 |  | 4 |  | All fluctuations in costs, with the exception of fluctuations in the rate of Value Added Tax, shall be for the account of the contractor. | CONT
60 | 621 | 1 | 1 | 4 |  | 4 |  | Where prices are submitted by the contractor or nominated/selected subcontractors during the progress of the works in respect of contract instructions or in regard to a claim under the terms of the contract and notwithstanding the fact that such prices may be used in an interim payment certificate, there is to be no presumption of acceptance. Should the principal agent wish to accept any such prices prior to the issue of the final certificate, it will be in writing. | Item | 1 |  | 0
61 | 622 | 1 | 1 | 4 | 33 | 4.33 |  | Clause 33.0 - Recovery of expense and loss | Item | 1 |  | 0
62 | 623 | 1 | 1 | 4 | 34 | 4.34 |  | Clause 34.0 - Final account and final payment | Item | 1 |  | 0
63 | 624 | 1 | 1 | 4 | 35 | 4.35 |  | Clause 35.0 - Payment to other parties | Item | 1 |  | 0
64 | 625 | 1 | 1 | 4 |  | 4 |  | Cancellation:
65 | 626 | 1 | 1 | 4 | 36 | 4.36 |  | Clause 36.0 - Cancellation by employer - contractor's default | Item | 1 |  | 0
66 | 627 | 1 | 1 | 4 | 37 | 4.37 |  | Clause 37.0 - Cancellation by employer - loss and damage | Item | 1 |  | 0
67 | 628 | 1 | 1 | 4 | 38 | 4.38 |  | Clause 38.0 - Cancellation by contractor - employer's default | Item | 1 |  | 0
68 | 629 | 1 | 1 | 4 | 39 | 4.39 |  | Clause 39.0 - Cancellation - cessation of the works | Item | 1 |  | 0
69 | 630 | 1 | 1 | 5 |  | 5 |  | Dispute:
70 | 631 | 1 | 1 | 5 | 40 | 5.4 |  | Clause 40.0 - Dispute settlement | Item | 1 |  | 0
71 | 632 | 1 | 1 | 5 |  | 5 |  | Substitute provisions:
72 | 633 | 1 | 1 | 5 | 41 | 5.41 |  | Clause 41.0 - State clauses | Item | 1 |  | 0
73 | 634 | 1 | 1 | 5 |  | 5 |  | Contract variables:
74 | 635 | 1 | 1 | 5 | 42 | 5.42 |  | Clause 42.0 - Pre-tender information | CONT
75 | 636 | 1 | 1 | 5 |  | 5 |  | Tenderers are referred to the document C1.2 Contract Data for variables pertaining to this contract | Item | 1 |  | 0
76 | 637 | 1 | 1 | 5 | 43 | 5.43 |  | Clause 42.0 - Post-tender information | CONT
77 | 638 | 1 | 1 | 5 |  | 5 |  | The required post-tender information shall be inserted in the agreement after consultation with the contractor | Item | 1 |  | 0
78 | 639 | 1 | 1 | 5 |  | 5 |  | SECTION B - PRELIMINARIES
79 | 640 | 1 | 1 | 5 |  | 5 |  | Definitions and interpretation:
80 | 641 | 1 | 1 | 5 | 44 | 5.44 |  | Clause 1.0 - Definitions and interpretation | Item | 1 |  | 0
81 | 642 | 1 | 1 | 5 |  | 5 |  | Documents:
82 | 643 | 1 | 1 | 5 | 45 | 5.45 |  | Clause 2.1 - Checking of documents | Item | 1 |  | 0
83 | 644 | 1 | 1 | 5 | 46 | 5.46 |  | Clause 2.2 - Provisional bills of quantities | Item | 1 |  | 0
84 | 645 | 1 | 1 | 5 | 47 | 5.47 |  | Clause 2.3 - Availability of construction documentation | Item | 1 |  | 0
85 | 646 | 1 | 1 | 5 | 48 | 5.48 |  | Clause 2.4 - Interests of agents | Item | 1 |  | 0
86 | 647 | 1 | 1 | 5 | 49 | 5.49 |  | Clause 2.5 - Priced documents | Item | 1 |  | 0
87 | 648 | 1 | 1 | 5 | 50 | 5.5 |  | Clause 2.6 - Tender submission | CONT
88 | 649 | 1 | 1 | 5 |  | 5 |  | Clause 2.6 is amended by replacing "JBCC Form of Tender" with "Form of Offer and Acceptance (C1.1)" | Item | 1 |  | 0
89 | 650 | 1 | 1 | 5 |  | 5 |  | The site:
90 | 651 | 1 | 1 | 5 | 51 | 5.51 |  | Clause 3.1 - Defined works area | CONT
91 | 652 | 1 | 1 | 6 |  | 6 |  | The area of the works to be occupied by the contractor, any restriction on the area and the limit of access or exit will be pointed out to the contractor by the Principal Agent on handing over of the site | Item | 1 |  | 0
92 | 653 | 1 | 1 | 6 | 52 | 6.52 |  | Clause 3.2 - Geotechnical investigation | CONT
93 | 654 | 1 | 1 | 6 |  | 6 |  | A copy of the geotechnical investigation report is annexed to these bills of quantities | Item | 1 |  | 0
94 | 655 | 1 | 1 | 6 | 53 | 6.53 |  | Clause 3.3 - Inspection of the site | CONT
95 | 656 | 1 | 1 | 6 |  | 6 |  | Tenderers shall complete the Site Inspection Certificate included in the tender documents and return the same with the tender submission | Item | 1 |  | 0
96 | 657 | 1 | 1 | 6 | 54 | 6.54 |  | Clause 3.4 - Existing premises occupied | Item | 1 |  | 0
97 | 658 | 1 | 1 | 6 | 55 | 6.55 |  | Clause 3.5 - Previous work - dimensional accuracy | Item | 1 |  | 0
98 | 659 | 1 | 1 | 6 | 56 | 6.56 |  | Clause 3.6 - Previous work - defects | Item | 1 |  | 0
99 | 660 | 1 | 1 | 6 | 57 | 6.57 |  | Clause 3.7 - Services - known | Item | 1 |  | 0
100 | 661 | 1 | 1 | 6 | 58 | 6.58 |  | Clause 3.8 - Services - unknown | Item | 1 |  | 0
101 | 662 | 1 | 1 | 6 | 59 | 6.59 |  | Clause 3.9 - Protection of trees | Item | 1 |  | 0
102 | 663 | 1 | 1 | 6 | 60 | 6.6 |  | Clause 3.10 - Articles of value | Item | 1 |  | 0
103 | 664 | 1 | 1 | 6 | 61 | 6.61 |  | Clause 3.11 - Inspection of adjoining properties | Item | 1 |  | 0
104 | 665 | 1 | 1 | 6 |  | 6 |  | Management of contract:
105 | 666 | 1 | 1 | 6 | 62 | 6.62 |  | Clause 4.1 - Management of the works | Item | 1 |  | 0
106 | 667 | 1 | 1 | 6 | 63 | 6.63 |  | Clause 4.2 - Programme for the works | Item | 1 |  | 0
107 | 668 | 1 | 1 | 6 | 64 | 6.64 |  | Clause 4.3 - Progress meetings | Item | 1 |  | 0
108 | 669 | 1 | 1 | 6 | 65 | 6.65 |  | Clause 4.4 - Technical meetings | Item | 1 |  | 0
109 | 670 | 1 | 1 | 6 | 66 | 6.66 |  | Clause 4.5 - Labour and plant records | Item | 1 |  | 0
110 | 671 | 1 | 1 | 6 |  | 6 |  | Samples, shop drawings and manufacturer's instructions:
111 | 672 | 1 | 1 | 6 | 67 | 6.67 |  | Clause 5.1 - Samples of materials | Item | 1 |  | 0
112 | 673 | 1 | 1 | 7 | 68 | 7.68 |  | Clause 5.2 - Workmanship samples | Item | 1 |  | 0
113 | 674 | 1 | 1 | 7 | 69 | 7.69 |  | Clause 5.3 - Shop drawings | Item | 1 |  | 0
114 | 675 | 1 | 1 | 7 | 70 | 7.7 |  | Clause 5.4 - Compliance with manufacturers' instructions | Item | 1 |  | 0
115 | 676 | 1 | 1 | 7 |  | 7 |  | Temporary works and plant:
116 | 677 | 1 | 1 | 7 | 71 | 7.71 |  | Clause 6.1 - Deposits and fees | Item | 1 |  | 0
117 | 678 | 1 | 1 | 7 | 72 | 7.72 |  | Clause 6.2 - Enclosure of the works | Item | 1 |  | 0
118 | 679 | 1 | 1 | 7 | 73 | 7.73 |  | Clause 6.3 - Advertising | Item | 1 |  | 0
119 | 680 | 1 | 1 | 7 | 74 | 7.74 |  | Clause 6.4 - Plant, equipment, sheds and offices | Item | 1 |  | 0
120 | 681 | 1 | 1 | 7 | 75 | 7.75 |  | Clause 6.5 - Main noticeboard | Item | 1 |  | 0
121 | 682 | 1 | 1 | 7 | 76 | 7.76 |  | Clause 6.6 - Subcontractors' noticeboard | Item | 1 |  | 0
122 | 683 | 1 | 1 | 7 |  | 7 |  | Temporary services:
123 | 684 | 1 | 1 | 7 | 77 | 7.77 |  | Clause 7.1 - Location | Item | 1 |  | 0
124 | 685 | 1 | 1 | 7 | 78 | 7.78 |  | Clause 7.2 - Water | Item | 1 |  | 0
125 | 686 | 1 | 1 | 7 | 79 | 7.79 |  | Clause 7.3 - Electricity | Item | 1 |  | 0
126 | 687 | 1 | 1 | 7 | 80 | 7.8 |  | Clause 7.4 - Telecommunication facilities | Item | 1 |  | 0
127 | 688 | 1 | 1 | 7 | 81 | 7.81 |  | Clause 7.5 - Ablution facilities | Item | 1 |  | 0
128 | 689 | 1 | 1 | 7 |  | 7 |  | Prime cost amounts:
129 | 690 | 1 | 1 | 7 | 82 | 7.82 |  | Clause 8.1 - Responsibility for prime cost amounts | Item | 1 |  | 0
130 | 691 | 1 | 1 | 7 |  | 7 |  | Attendance on nominated/selected subcontractors:
131 | 692 | 1 | 1 | 7 | 83 | 7.83 |  | Clause 9.1 - General attendance | Item | 1 |  | 0
132 | 693 | 1 | 1 | 7 | 84 | 7.84 |  | Clause 9.2 - Special attendance | Item | 1 |  | 0
133 | 694 | 1 | 1 | 7 | 85 | 7.85 |  | Clause 9.3 - Commissioning - fuel, water and electricity | Item | 1 |  | 0
134 | 695 | 1 | 1 | 8 |  | 8 |  | Financial aspects:
135 | 696 | 1 | 1 | 8 | 86 | 8.86 |  | Clause 10.1 - Statutory taxes, duties and levies | CONT
136 | 697 | 1 | 1 | 8 |  | 8 |  | Provision is made in the summary of these bills of quantities for the inclusion of Value Added Tax (VAT) | Item | 1 |  | 0
137 | 698 | 1 | 1 | 8 | 87 | 8.87 |  | Clause 10.2 - Payment of preliminaries | Item | 1 |  | 0
138 | 699 | 1 | 1 | 8 | 88 | 8.88 |  | Clause 10.3 - Adjustment of preliminaries | Item | 1 |  | 0
139 | 700 | 1 | 1 | 8 | 89 | 8.89 |  | Clause 10.4 - Payment certificate cash flow | Item | 1 |  | 0
140 | 701 | 1 | 1 | 8 |  | 8 |  | General:
141 | 702 | 1 | 1 | 8 | 90 | 8.9 |  | Clause 11.1 - Protection of the works | Item | 1 |  | 0
142 | 703 | 1 | 1 | 8 | 91 | 8.91 |  | Clause 11.2 - Protection/isolation of existing/sectionally occupied works | Item | 1 |  | 0
143 | 704 | 1 | 1 | 8 | 92 | 8.92 |  | Clause 11.3 - Security of the works | Item | 1 |  | 0
144 | 705 | 1 | 1 | 8 | 93 | 8.93 |  | Clause 11.4 - Notice before covering work | Item | 1 |  | 0
145 | 706 | 1 | 1 | 8 | 94 | 8.94 |  | Clause 11.5 - Disturbance | Item | 1 |  | 0
146 | 707 | 1 | 1 | 8 | 95 | 8.95 |  | Clause 11.6 - Environmental disturbance | Item | 1 |  | 0
147 | 708 | 1 | 1 | 8 | 96 | 8.96 |  | Clause 11.7 - Works cleaning and clearing | Item | 1 |  | 0
148 | 709 | 1 | 1 | 8 | 97 | 8.97 |  | Clause 11.8 - Vermin | Item | 1 |  | 0
149 | 710 | 1 | 1 | 8 | 98 | 8.98 |  | Clause 11.9 - Overhand work | Item | 1 |  | 0
150 | 711 | 1 | 1 | 8 | 99 | 8.99 |  | Clause 11.10 - Instruction manuals and guarantees | Item | 1 |  | 0
151 | 712 | 1 | 1 | 8 | 100 | 8.1 |  | Clause 11.11 - As built information | Item | 1 |  | 0
152 | 713 | 1 | 1 | 8 | 101 | 8.101 |  | Clause 11.12 - Tenant installations | Item | 1 |  | 0
153 | 714 | 1 | 1 | 8 |  | 8 |  | Schedule of variables:
154 | 715 | 1 | 1 | 8 | 102 | 8.102 |  | 12.1 - Pre-tender information | CONT
155 | 716 | 1 | 1 | 9 |  | 9 |  | Information necessary for elections and completion of those clauses contained in the schedule which are necessary for tender purposes is given hereunder. Where no information is given it shall mean that either specific requirements are not required or that the clause is not relevant to this specific contract | Item | 1 |  | 0
156 | 717 | 1 | 1 | 9 | 103 | 9.103 |  | 12.1.1 - Provisional bills of quantities [clause 2.2] | CONT
157 | 718 | 1 | 1 | 9 |  | 9 |  | The quantities are provisional - YES | Item | 1 |  | 0
158 | 719 | 1 | 1 | 9 | 104 | 9.104 |  | 12.1.2 - Availability of construction documentation [clause 2.3] | CONT
159 | 720 | 1 | 1 | 9 |  | 9 |  | Construction documentation is complete - YES | Item | 1 |  | 0
160 | 721 | 1 | 1 | 9 | 105 | 9.105 |  | 12.1.3 - Interests of agents [clause 2.4] - NONE | Item | 1 |  | 0
161 | 722 | 1 | 1 | 9 | 106 | 9.106 |  | 12.1.4 - Defined works area [clause 3.1] - YES | CONT
162 | 723 | 1 | 1 | 9 |  | 9 |  | The work area will be pointed out by the principal agent to the contractor who will sign written acknowledgement therefore before commencing operations | Item | 1 |  | 0
163 | 724 | 1 | 1 | 9 | 107 | 9.107 |  | 12.1.5 - Geotechnical investigation [clause 3.2] - YES | CONT
164 | 725 | 1 | 1 | 9 |  | 9 |  | A Geotechnical Investigation Report is included in this document | Item | 1 |  | 0
165 | 726 | 1 | 1 | 9 | 108 | 9.108 |  | 12.1.6 - Existing premises occupied [clause 3.4] - YES | CONT
166 | 727 | 1 | 1 | 9 |  | 9 |  | The school will be in full operation during the work and disruption, dust and noise are to be kept to a minimum. Works areas to be clearly demarcated and fenced off | Item | 1 |  | 0
167 | 728 | 1 | 1 | 9 | 109 | 9.109 |  | 12.1.7 - Previous work - dimensional accuracy [clause 3.5] | CONT
168 | 729 | 1 | 1 | 9 |  | 9 |  | The contractor shall, within reasonable period after taking possession of the site, but not exceeding ten (10) percent of the construction period or twenty (20) working days whichever is the lesser, check existing levels, lines, profiles and the like affecting the works and satisfy himself as to the dimensional accuracy of work previously executed. The contractor shall forthwith notify the principal agent and request a contract instruction regarding any dimensional inaccuracy found in work previously executed | Item | 1 |  | 0
169 | 730 | 1 | 1 | 9 | 110 | 9.11 |  | 12.1.8 - Previous work - defects [clause 3.6] | CONT
170 | 731 | 1 | 1 | 9 |  | 9 |  | The contractor on becoming aware of a defect in work previously executed shall forthwith notify the principal agent requesting a contract instruction regarding such defect | Item | 1 |  | 0
171 | 732 | 1 | 1 | 10 | 111 | 10.111 |  | 12.1.9 - Services - known [clause 3.7] | CONT
172 | 733 | 1 | 1 | 10 |  | 10 |  | Existing services and points of connection are shown on the site plan or will be pointed out on the site by the principal agent | Item | 1 |  | 0
173 | 734 | 1 | 1 | 10 | 112 | 10.112 |  | 12.1.10 - Protection of trees [clause 3.9] | CONT
174 | 735 | 1 | 1 | 10 |  | 10 |  | Only those trees and shrubs indicated as such on the drawings shall be removed or cut back. The remainder of the trees and shrubs shall be left undamaged | Item | 1 |  | 0
175 | 736 | 1 | 1 | 10 | 113 | 10.113 |  | 12.1.11 - Inspection of adjoining properties [clause 3.11] | Item | 1 |  | 0
176 | 737 | 1 | 1 | 10 | 114 | 10.114 |  | 12.1.11 - Inspection of adjoining properties [clause 3.11] | CONT
177 | 738 | 1 | 1 | 10 |  | 10 |  | The contractor shall make his own arrangements with the owners of adjoining properties in order to execute the works | Item | 1 |  | 0
178 | 739 | 1 | 1 | 10 | 115 | 10.115 |  | 12.1.12 - Enclosure of the works [clause 6.2] | CONT
179 | 740 | 1 | 1 | 10 |  | 10 |  | The contractor shall erect, maintain and remove on completion, hoardings with gantries, fans, safety screens, barriers, access gates, covered gangways and the like as necessary for the enclosure of the works and elements thereof all for the protection of the public and others | Item | 1 |  | 0
180 | 741 | 1 | 1 | 10 | 116 | 10.116 |  | 12.1.13 - Offices [clause 6.4.3] | CONT
181 | 742 | 1 | 1 | 10 |  | 10 |  | The contractor shall provide, maintain and remove on completion of the works an office for the exclusive use of the principal agent, minimum size 4 x 3 x 3m high internally, suitable insulated and ventilated, provided with electric lighting, and fitted with boarded floor, desk, chair, drawing stool, drawing board and lock-up drawers for drawings. The office shall be kept clean and fit for use at all times | Item | 1 |  | 0
182 | 743 | 1 | 1 | 10 | 117 | 10.117 |  | 12.1.14 - Main noticeboard [clause 6.5] | CONT
183 | 744 | 1 | 1 | 10 |  | 10 |  | The contractor shall provide, erect where directed, maintain and remove on completion of the works a notice board size 3 x 3m as type Drawing GEN 063, constructed of suitable boarding with flat smooth surface and with edging bead 19mm thick round outer edges and projecting 12mm from face of boarding and rounded on front edge. The board shall be securely fixed to hoarding, where hoarding is provided, or fixed to and including a suitable supporting structure of timber or tubular posts and braces. The board is to be painted ivory white and the bead and 12mm wide dividing lines deep blue. All wording shall be inscribed in deep blue painted Helvetica medium lettering. As alternative the notice board as approved by the professional bodies will be allowed. No sub-contractor"s individual boards will be allowed on the site | Item | 1 |  | 0
184 | 745 | 1 | 1 | 11 | 118 | 11.118 |  | 12.1.15 - Subcontractors' noticeboard [clause 6.6] | CONT
185 | 746 | 1 | 1 | 11 |  | 11 |  | A noticeboard is required - NO | Item | 1 |  | 0
186 | 747 | 1 | 1 | 11 | 119 | 11.119 |  | 12.1.16 - Water [clause 7.2] | CONT
187 | 748 | 1 | 1 | 11 |  | 11 |  | Option A (by contractor) YES | CONT
188 | 749 | 1 | 1 | 11 |  | 11 |  | Option B (by employer - free of charge) NO | CONT
189 | 750 | 1 | 1 | 11 |  | 11 |  | Option C (by employer - metered) NO | Item | 1 |  | 0
190 | 751 | 1 | 1 | 11 | 120 | 11.12 |  | 12.1.17 - Electricity [clause 7.3] | CONT
191 | 752 | 1 | 1 | 11 |  | 11 |  | Option A (by contractor) YES | CONT
192 | 753 | 1 | 1 | 11 |  | 11 |  | Option B (by employer - free of charge) NO | CONT
193 | 754 | 1 | 1 | 11 |  | 11 |  | Option C (by employer - metered) NO | Item | 1 |  | 0
194 | 755 | 1 | 1 | 11 | 121 | 11.121 |  | 12.1.18 - Telecommunications [clause 7.4] | CONT
195 | 756 | 1 | 1 | 11 |  | 11 |  | Telephone YES | CONT
196 | 757 | 1 | 1 | 11 |  | 11 |  | Facsimile NO | CONT
197 | 758 | 1 | 1 | 11 |  | 11 |  | E-mail YES | Item | 1 |  | 0
198 | 759 | 1 | 1 | 11 | 122 | 11.122 |  | 12.1.19 - Ablution facilities [clause 7.5] | CONT
199 | 760 | 1 | 1 | 11 |  | 11 |  | Option A (by contractor) YES | CONT
200 | 761 | 1 | 1 | 11 |  | 11 |  | Option B (by employer - free of charge) NO | Item | 1 |  | 0
201 | 762 | 1 | 1 | 11 | 123 | 11.123 |  | 12.1.20 - Protection/isolation of existing/sectionally occupied works [clause 11.2] | CONT
202 | 763 | 1 | 1 | 11 |  | 11 |  | The contractor shall provide all reasonable temporary measures to protect/isolate the existing and/or section of the occupied works and remove such measures on completion | Item | 1 |  | 0
203 | 764 | 1 | 1 | 11 | 124 | 11.124 |  | 12.1.21 - Special attendance [clause 9.2] - NO | Item | 1 |  | 0
204 | 765 | 1 | 1 | 11 | 125 | 11.125 |  | 12.1.22 - Protection of the works [clause 11.1] - YES | Item | 1 |  | 0
205 | 766 | 1 | 1 | 11 | 126 | 11.126 |  | 12.1.23 - Disturbance [clause 11.5] | CONT
206 | 767 | 1 | 1 | 12 |  | 12 |  | The contractor shall keep the site, structures, etc well watered during operations to prevent dust and shall provide and erect and remove on completion of the works all necessary temporary dust screens all to the satisfaction of the principal agent | CONT
207 | 768 | 1 | 1 | 12 |  | 12 |  | The contractor shall execute the works with a minimum of disturbance to adjoining premises, any parts of the works already handed over and the occupants of those premises and/or parts | Item | 1 |  | 0
208 | 769 | 1 | 1 | 12 | 127 | 12.127 |  | 12.1.24 - Environmental disturbance [clause 11.6] - NO | Item | 1 |  | 0
209 | 770 | 1 | 1 | 12 | 128 | 12.128 |  | 12.2 - Post-tender information | CONT
210 | 771 | 1 | 1 | 12 |  | 12 |  | The required post-tender information shall be inserted in the preliminaries after consultation with the contractor | Item | 1 |  | 0
211 | 772 | 1 | 1 | 12 |  | 12 |  | SECTION C - SPECIFIC PRELIMINARIES
212 | 773 | 1 | 1 | 12 |  | 12 |  | Section C contains specific preliminary items which apply to this contract except where N/A (Not Applicable) appears against an item
213 | 774 | 1 | 1 | 12 |  | 12 |  | CONTRACT DRAWINGS
214 | 775 | 1 | 1 | 12 | 129 | 12.129 |  | The drawings issued with the tender documents do not comprise the complete set but serve as a guide only for tendering purposes and for indicating the scope of the work to enable the tenderer to acquaint himself with the nature and extent of the works and the manner in which they are to be executed | CONT
215 | 776 | 1 | 1 | 12 |  | 12 |  | Should any part of the drawings not be clearly understood by the tenderer he shall, before submitting his tender, obtain clarification in writing from the principal agent | Item | 1 |  | 0
216 | 777 | 1 | 1 | 12 |  | 12 |  | GENERAL PREAMBLES
217 | 778 | 1 | 1 | 12 | 130 | 12.13 |  | These tender documents "General Specification (PW 371-A) July 2013" and "Particular Specification (PW 371-B) July 2013" which are both obtainable on Public Works website alternatively a copy can be e-mailed on request from the Quantity Surveyor offices, and shall be read in conjunction with the bills of quantities and be referred to for the full descriptions of work to be done and materials to be used. No claim arising from brevity of description of items fully described in the said Preambles for Trades will be entertained | Item | 1 |  | 0
218 | 779 | 1 | 1 | 13 |  | 13 |  | TRADE NAMES
219 | 780 | 1 | 1 | 13 | 131 | 13.131 |  | Wherever a trade name for any product has been described in the Priced Document, the tenderer"s attention is drawn to the fact that any other product of equal quality may be used subject to the written approval of the principal agent being obtained prior to the closing date for submission of tenders | CONT
220 | 781 | 1 | 1 | 13 |  | 13 |  | If prior written approval for an alternative product is not obtained, the product described shall be deemed to have been tendered for | Item | 1 |  | 0
221 | 782 | 1 | 1 | 13 |  | 13 |  | PROPRIETARY BRANDED PRODUCTS
222 | 783 | 1 | 1 | 13 | 132 | 13.132 |  | The contractor shall take delivery of, handle, store, use apply and/or fix all proprietary branded products in strict accordance with the manufacturers" instruction after consultation with the manufacturer"s authorised representative | Item | 1 |  | 0
223 | 784 | 1 | 1 | 13 |  | 13 |  | CONFIDENTIALITY
224 | 785 | 1 | 1 | 13 | 133 | 13.133 |  | The contractor undertakes to maintain in confidence any and all information regarding this project and shall obtain appropriate similar undertakings from all subcontractors and suppliers. Such information shall not be used in any way except in connection with the execution of the works No information regarding this project shall be published or disclosed without the prior written consent of the employer | Item | 1 |  | 0
225 | 786 | 1 | 1 | 13 |  | 13 |  | OVERTIME
226 | 787 | 1 | 1 | 13 | 134 | 13.134 |  | Should overtime be required to be worked for any reason whatsoever, the costs of such overtime are to be borne by the contractor unless the principal agent has specifically authorised in writing prior to the execution thereof, that cost for such overtime are to be borne by the employer | Item | 1 |  | 0
227 | 788 | 1 | 1 | 13 |  | 13 |  | AS BUILT DRAWINGS
228 | 789 | 1 | 1 | 13 | 135 | 13.135 |  | The position of construction breaks and the extent of individual concrete pours are to be recorded by the contractor on the structural engineer"s drawings and are to be submitted to the principal agent and the structural engineer for their records | Item | 1 |  | 0
229 | 790 | 1 | 1 | 14 |  | 14 |  | WARRANTIES FOR MATERIALS AND WORKMANSHIP
230 | 791 | 1 | 1 | 14 | 136 | 14.136 |  | Where warranties for materials are called for, the contractor shall obtain a written warranty, addressed to the employer, from the firm supplying the materials and/or doing the work and shall deliver same to the principal agent on the certified completion of the contract. The warranty shall state that workmanship, materials and installation are warranted for a specified period from the date of certified completion of the contract, and that any defects that may arise during the specified period shall be made good at the expense of the firm supplying the materials and/or doing the work, upon written notice to do so. The warranty will not be enforced if the work is damaged by defects in the construction of the building in which case the responsibility for replacement shall rest entirely with the contractor. | Item | 1 |  | 0
231 | 792 | 1 | 1 | 14 |  | 14 |  | SITE INSTRUCTIONS
232 | 793 | 1 | 1 | 14 | 137 | 14.137 |  | Site instructions issued on site are to be recorded in triplicate in a site instruction book which is to be provided and maintained on site by the contractor | Item | 1 |  | 0
233 | 794 | 1 | 1 | 14 |  | 14 |  | NON CESSION OF MONIES
234 | 795 | 1 | 1 | 14 | 138 | 14.138 |  | The contractor shall not cede nor assign his rights or claims to any monies due or to become due under this contract | Item | 1 |  | 0
235 | 796 | 1 | 1 | 14 |  | 14 |  | IMPORTED MATERIALS AND EQUIPMENT
236 | 797 | 1 | 1 | 14 | 139 | 14.139 |  | Where imported items are listed in the tender documents, the tenderer shall provide all the information called for, failing which the price of any such item, materials or equipment shall be excluded from currency fluctuations. (refer to Schedule for Imported Materials and Equipment WCTD-23 to be completed by tenderer) | CONT
237 | 798 | 1 | 1 | 14 |  | 14 |  | Notwithstanding any provisions elsewhere regarding the adjustment of contract prices, the price of any item, material or equipment listed in terms of this clause shall be excluded from the Contract Price Adjustment Provisions (if applicable) | Item | 1 |  | 0
238 | 799 | 1 | 1 | 14 |  | 14 |  | TESTING OF FLAT ROOF WATERPROOFING FOR WATERTIGHTNESS
239 | 800 | 1 | 1 | 14 | 140 | 14.14 |  | Flat roof waterproof areas shall be prepared with small sand dykes around them of a size and enclosing an area approved by the principal agent, flooded with water and kept 'ponded' for at least 36 hours as a test to ensure the watertightness of the waterproofing and before any further construction work is carried out above the waterproofing | Item | 1 |  | 0
240 | 801 | 1 | 1 | 15 |  | 15 |  | TESTING OF WINDOWS FOR WATERTIGHTNESS
241 | 802 | 1 | 1 | 15 | 141 | 15.141 |  | Each window shall be tested for watertightness with water sprayed on by means of a 20mm hosepipe using adequate pressure. If in the opinion of the principal agent, the pressure proves to be inadequate, then the pressure in the hosepipe shall be boosted by means of compressed air or other approved means | Item | 1 |  | 0
242 | 803 | 1 | 1 | 15 |  | 15 |  | AUTHORISATION FOR THE TAKING OF PHOTOGRAPHS
243 | 804 | 1 | 1 | 15 | 142 | 15.142 |  | The contractor shall obtain prior authorisation from the employer for the making of any sketches or the taking of any photographs of any site, installation, building or civil works belonging to the employer and shall ensure that all personnel, subcontractors and other persons entering the site shall comply with this requirement as well. | Item | 1 |  | 0
244 | 805 | 1 | 1 | 15 |  | 15 |  | HIV/AIDS AWARENESS
245 | 806 | 1 | 1 | 15 | 143 | 15.143 |  | It is required of the contractor to thoroughly study the HIV/AIDS Specification (PW 1544) of the Department that must be read together with and is deemed to be incorporated under this Section of the bills of quantities / lump sum document. Provision for pricing of HIV/AIDS awareness is made under the two items below hereafter and it is explicitly pointed out that all requirements of the aforementioned specification are deemed to be priced hereunder, as the said items represent the only method of measurement and no additional items or extras to the contract in this regard shall be entertained | CONT
246 | 807 | 1 | 1 | 15 |  | 15 |  | The contractor must take note that compliance with the HIV/AIDS Specification is compulsory. In the event of partial or total non-compliance, the principal agent, notwithstanding the provisions of Clause A 31 of "Section 1: Preliminaries (Section A)" or any other clause to the contrary, reserves the right to delay issuing any progress payment certificate until the contractor provides satisfactory proof of compliance. The contractor shall not be entitled to any compensation of whatsoever nature, including interest, due to such delay of payment | Item | 1 |  | 0
247 | 808 | 1 | 1 | 15 |  | 15 |  | AWARENESS CHAMPION
248 | 809 | 1 | 1 | 15 | 144 | 15.144 |  | Selection, appointment, briefing and making available of an Awareness Champion including provision of all relevant services, all in accordance with the HIV/AIDS Specification | Item | 1 |  | 0
249 | 810 | 1 | 1 | 16 |  | 16 |  | AWARENESS WORKSHOPS
250 | 811 | 1 | 1 | 16 | 145 | 16.145 |  | Selection and appointment of a competent Service Provider approved by the principal agent, provision of a Service Provider Workshop Plan and a suitable venue, conducting of awareness workshops by means of traditional and/or modern multi-media techniques, including follow-up courses, making available all tuition material and performing assessment procedures, all in accordance with the HIV/AIDS Specification | Item | 1 |  | 0
251 | 812 | 1 | 1 | 16 |  | 16 |  | POSTERS, BOOKLETS, VIDEOS, ETC.
252 | 813 | 1 | 1 | 16 | 146 | 16.146 |  | Provision, displaying, maintaining and replacing when necessary of four plastic laminated posters, booklets and educational videos, etc. for the duration of the construction period, all in accordance with the HIV/AIDS Specification | Item | 1 |  | 0
253 | 814 | 1 | 1 | 16 |  | 16 |  | ACCESS TO CONDOMS
254 | 815 | 1 | 1 | 16 | 147 | 16.147 |  | Provision and maintenance of condom dispensers fixed in position, including male and female condoms, replenishing male and female condoms on a daily basis as required for the duration of the construction period, all in accordance with the HIV/AIDS Specification | Item | 1 |  | 0
255 | 816 | 1 | 1 | 16 |  | 16 |  | CO-OPERATION OF CONTRACTOR FOR COST MANAGEMENT
256 | 817 | 1 | 1 | 16 | 148 | 16.148 |  | It is specifically agreed that the contractor accepts the obligation of assisting the principal agent in implementing proper cost management. The contractor will be advised by the principal agent of all cost management procedures which will be implemented to ensure that the final building cost does not exceed the budget. The principal agent undertakes to make available to the contractor all budgetary allowances and cost assessments/reports to enable the proper procedures to be implemented and the contractor shall attend all cost plan review and cost management meetings. The contractor undertakes to extend these procedures, as necessary, to all subcontractors | Item | 1 |  | 0
257 | 818 | 1 | 1 | 16 |  | 16 |  | MONITORING
258 | 819 | 1 | 1 | 16 | 149 | 16.149 |  | Monitoring HIV/AIDS awareness of workers, providing the principal agent with access to information including making available all reports, thoroughly completed and reflecting the correct information, for the duration of the construction period and close out, all in accordance with the HIV/AIDS Specification | Item | 1 |  | 0
259 | 820 | 1 | 1 | 16 |  | 16 |  | REPORTING BY CONTRACTOR
260 | 821 | 1 | 1 | 16 | 150 | 16.15 |  | The contractor is required to complete the attached Contractor's Monthly Report which is to be submitted together with the contractors payment claim. Payment of the contractor is conditional on this information being accurate and timeously provided | Item | 1 |  | 0
261 | 822 | 1 | 1 | 17 |  | 17 |  | PLANT RECORDS
262 | 823 | 1 | 1 | 17 | 151 | 17.151 |  | At the end of each month the contractor shall provide the principal agent with a written record, in schedule form, reflecting the number, type and capacity of all plant, excluding hand tools, currently used on the works | Item | 1 |  | 0
263 | 824 | 1 | 1 | 17 |  | 17 |  | LOCAL LABOUR
264 | 825 | 1 | 1 | 17 | 152 | 17.152 |  | Allow for monthly submission of proof of employment of local skilled and unskilled labour to the principal agent. | CONT
265 | 826 | 1 | 1 | 17 |  | 17 |  | It is a general requirement of this contract that persons normally resident in the locality of the works (local labour) be given preference for employment on the contract. Should adequate and appropriate labour not be available within the locality, other labour may be subject to satisfactory proof being provided that every reasonable endeavour has been made to employ local labour. The contractor shall identity the local community leaders with the purpose of negotiating with them regarding the utilisation of local labour in the construction process. The contractor shall furthermore give preference, wherever possible to the employment of single heads of households, women and youth. The contractor shall, in general, maximise the involvement of the local community. | CONT
266 | 827 | 1 | 1 | 17 |  | 17 |  | The principal agent shall be empowered to inspect the books and records of the contractor from time to time to ensure that the requirements are met. Should it become apparent that these conditions are not being complied with; the principal agent shall close down the works until the requirements are met. Any work stoppages so occasioned will be for the contractor"s account. | Item | 1 |  | 0
267 | 828 | 1 | 1 | 17 |  | 17 |  | LOCAL BUILDING MATERIALS
268 | 829 | 1 | 1 | 17 | 153 | 17.153 |  | Preference shall be given to the supply of materials produced or manufactured in the Eastern Cape Province provided that: | CONT
269 | 830 | 1 | 1 | 17 |  | 17 |  | a) Such materials comply in all respects with the specific requirements of PW371 specification | CONT
270 | 831 | 1 | 1 | 17 |  | 17 |  | b) The availability of such materials shall not adversely affect the desired progress of the specific works | CONT
271 | 832 | 1 | 1 | 17 |  | 17 |  | c) The use of such materials shall not constitute grounds for any claim for increased cost in respect thereof | Item | 1 |  | 0
272 | 833 | 1 | 1 | 18 |  | 18 |  | DISPOSAL SITE-SOLID WASTE/ENVIRONMENTALLY SENSITIVE MATERIALS
273 | 834 | 1 | 1 | 18 | 154 | 18.154 |  | All disposal of solid waste shall be deposited at an approved disposal site to be located by the contractor. All handling of environmentally sensitive materials such as asbestos, etc., is to be carried out by a registered waste disposal specialist and all laws and bylaws are to be appropriate state body will be required and is to be to the principal agent"s approval. Written confirmation of appropriate disposal is to be issued to the principal agent | Item | 1 |  | 0
274 | 835 | 1 | 1 | 18 |  | 18 |  | WAIVER OF LIEN
275 | 836 | 1 | 1 | 18 | 155 | 18.155 |  | The tenderers are notified that he/she shall sign "Waiver of Lien" together with the JBCC Principal Building Agreement Edition 4.1 Code 2101 March 2005 | Item | 1 |  | 0
276 | 837 | 1 | 1 | 18 |  | 18 |  | OCCUPATIONAL HEALTH AND SAFETY ACT
277 | 838 | 1 | 1 | 18 | 156 | 18.156 |  | The contractor shall comply with all the requirements set out in the Health and Safety Specification for Construction Work as contained within these tender documents and the Construction Regulations, 2003 issued under the Occupational Health and Safety Act, 1993 (Act No 85 of 1993). | CONT
278 | 839 | 1 | 1 | 18 |  | 18 |  | It is required of the contractor to thoroughly study the Health and Safety Specification that must be read together with and is deemed to be incorporated under this Section of the bills of quantities. | CONT
279 | 840 | 1 | 1 | 18 |  | 18 |  | The contractor must take note that compliance with the Occupational Health and Safety Act, Construction Regulations and Health and Safety Specification is compulsory. In the event of partial or total non-compliance, the principal agent, notwithstanding the provisions of clause A31.0 of Section A or any other clause to the contrary, reserves the right to delay issuing any progress payment certificate until the contractor provides satisfactory proof of compliance. The contractor shall not be entitled to any compensation of whatsoever nature, including interest, due to such delay of payment. | CONT
280 | 841 | 1 | 1 | 18 |  | 18 |  | Provision for pricing of the Occupational Health and Safety Act, Construction Regulations and Health and Safety Specification is made under this clause and it is explicitly pointed out that all requirements of the aforementioned are deemed to be priced hereunder and no additional claims in this regard shall be entertained. | CONT
281 | 842 | 1 | 1 | 18 |  | 18 |  | In addition but not limited to the contractor shall: | CONT
282 | 843 | 1 | 1 | 18 |  | 18 |  | - Comply with the health and safety specification for the works | CONT
283 | 844 | 1 | 1 | 18 |  | 18 |  | - Prepare and agree with the health and safety consultant the health and safety plan for the works | CONT
284 | 845 | 1 | 1 | 19 |  | 19 |  | - Co-operate with the health and safety consultant in all respects | CONT
285 | 846 | 1 | 1 | 19 |  | 19 |  | - Manage the compliance of all subcontractors with the regulations and with the health and safety plan and specification | CONT
286 | 847 | 1 | 1 | 19 |  | 19 |  | - Conform to the conditions contained in the employer's health and safety specification | Item | 1 |  | 0
287 | 848 | 1 | 1 | 19 |  | 19 |  | OCCUPATIONAL HEALTH AND SAFETY MEASURES IN WORKPLACES COVID-19 (C19 OHS)
288 | 849 | 1 | 1 | 19 | 157 | 19.157 |  | The contractor shall comply with all the requirements set out in the COVID-19 Health and Safety Baseline Specification as contained within these tender documents and 2003 issued under the Occupational Health and Safety Act, 1993 (Act No 85 of 1993) in particular Hazardous Biological Agents Regulations governing workplaces in relation to Coronavirus Disease 2019 cause by SARS-CoV-2 and the COVID-19 Occupational Health and Safety Measures in Workplace COVID-19 (C19 OHS), 2020. | CONT
289 | 850 | 1 | 1 | 19 |  | 19 |  | It is required of the contractor to thoroughly study the COVID-19 Health and Safety Baseline Specification and Occupational Health and Safety Act, 1993 (Act No 85 of 1993) in particular Hazardous Biological Agents Regulations governing workplaces in relation to Coronavirus Disease 2019 cause by SARS-CoV-2 and the COVID-19 Occupational Health and Safety Measures in Workplace COVID-19 (C19 OHS), 2020 that must be read together with and is deemed to be incorporated under this Section of the bills of quantities. | CONT
290 | 851 | 1 | 1 | 19 |  | 19 |  | The contractor must take note that compliance with the COVID-19 Health and Safety Baseline Specification as contained within these tender documents and 2003 issued under the Occupational Health and Safety Act, 1993 (Act No 85 of 1993) in particular Hazardous Biological Agents Regulations governing workplaces in relation to Coronavirus Disease 2019 cause by SARS-CoV-2 and the COVID-19 Occupational Health and Safety Measures in Workplace COVID-19 (C19 OHS), 2020 is compulsory. In the event of partial or total non-compliance, the principal agent, notwithstanding the provisions of clause A31.0 of Section A or any other clause to the contrary, reserves the right to delay issuing any progress payment certificate until the contractor provides satisfactory proof of compliance. The contractor shall not be entitled to any compensation of whatsoever nature, including interest, due to such delay of payment. | CONT
291 | 852 | 1 | 1 | 19 |  | 19 |  | Provision for pricing of the COVID-19 Health and Safety Baseline Specification and Occupational Health and Safety Act in particular Hazardous Biological Agents Regulations governing workplaces in relation to Coronavirus Disease 2019 cause by SARS-CoV-2 and the COVID-19 Occupational Health and Safety Measures in Workplace COVID-19 (C19 OHS), 2020 is made under this clause and it is explicitly pointed out that all requirements of the aforementioned are deemed to be priced hereunder and no additional claims in this regard shall be entertained. | Item | 1 |  | 0
293 | 551 | 2 | 1 | 21 |  | 21 |  | SECTION NO. 2 BILL NO. 1
294 | 552 | 2 | 1 | 21 |  | 21 |  | ALTERATIONS AND DEMOLITIONS
295 | 856 | 2 | 1 | 21 |  | 21 |  | View site
296 | 857 | 2 | 1 | 21 |  | 21 |  | Before submitting his tender the tenderer shall visit the site and satisfy himself as to the nature and extent of the work to be done and the value of the materials salvageable from the alterations. No claim for any variations of the contract sum in respect of the nature and extent of the work or of inferior or damaged materials will be entertained Explosives
297 | 858 | 2 | 1 | 21 |  | 21 |  | No explosives whatsoever may be used for alteration purposes unless otherwise stated
298 | 859 | 2 | 1 | 21 |  | 21 |  | General
299 | 860 | 2 | 1 | 21 |  | 21 |  | The contractor shall carry out the whole of the works with as little mess and noise as possible and with a minimum of disturbance to tenants in the building and to adjoining premises and their tenants. He shall provide proper protection and provide, erect and remove when directed, any temporary tarpaulins that may be necessary during the progress of the works, all to the satisfaction of the principal agent Doors, fanlights, windows, fittings, frames, linings, etc which are to remain the property of the employer shall be carefully taken out, temporarily stored, transported over a distance of approximately 50km to store and handed over to the employer
300 | 861 | 2 | 1 | 22 |  | 22 |  | Doors, fanlights, windows, fittings, frames, linings, etc which are to be re-used shall be thoroughly overhauled before refixing including taking off, easing and rehanging, cramping up, re-wedging as required and making good cramps, dowels, etc, and oiling, adjusting and repairing ironmongery as necessary, replacing any glass damaged in removal or subsequently and stopping up all nail and screw holes with tinted plastic wood to match timber, unless otherwise described. Re-painting or re-varnishing is given separately Prices for taking out of doors, windows, etc shall include for removal of all beads, architraves, ironmongery, etc Prices for taking out and removing doors and frames shall include for removing door stops, cabin hooks, etc
301 | 862 | 2 | 1 | 22 |  | 22 |  | With regard to building up of openings in existing walls, cement screeds and pavings, granolithic, tops of walls, etc, shall be levelled and prepared for raising of brickwork
302 | 863 | 2 | 1 | 22 |  | 22 |  | Making good of finishes shall include making good of the brick and concrete surfaces onto which the new finishes are applied, where necessary The contractor will be required to take all dimensions affecting the existing buildings on the site and he will be held solely responsible for the accuracy of all such dimensions where used in the manufacture of new items (doors, windows, fittings, etc)
303 | 864 | 2 | 1 | 22 |  | 22 |  | TEMPORARY BARRICADES, SCREENS, ETC
304 | 865 | 2 | 1 | 22 |  | 22 |  | Temporary barricades, screens, roofs, etc including removal
305 | 866 | 2 | 1 | 22 | 1 | 22.1 |  | Kwik Klik hoarding system or similar approved min 1.8m high, including all posts etc. to be utilised for the full period of the project | m | 593 |  | 0
306 | 867 | 2 | 1 | 22 | 2 | 22.2 |  | Temporary 6m swing gate | No | 1 |  | 0
307 | 868 | 2 | 1 | 22 |  | 22 |  | Decanting Area 12 months Temporary rental including transportation)
308 | 869 | 2 | 1 | 22 | 3 | 22.3 |  | Temporary facility for classes | No | 16 |  | 0
309 | 870 | 2 | 1 | 22 | 4 | 22.4 |  | Temporary Admin facility | No | 1 |  | 0
310 | 871 | 2 | 1 | 23 | 5 | 23.5 |  | Temporary Grade R classrooms | No | 2 |  | 0
311 | 872 | 2 | 1 | 23 | 6 | 23.6 |  | Temporary toilet facility for students and teachers | No | 4 |  | 0
312 | 873 | 2 | 1 | 23 |  | 23 |  | REMOVAL OF EXISTING WORK
313 | 874 | 2 | 1 | 23 |  | 23 |  | Demolish and/or removing complete structures
314 | 875 | 2 | 1 | 23 | 7 | 23.7 |  | Demolish and remove existing store room complete | m² | 32 |  | 0
315 | 876 | 2 | 1 | 23 | 8 | 23.8 |  | Removing existing mobile classes | No | 4 |  | 0
316 | 877 | 2 | 1 | 23 |  | 23 |  | Breaking up and removing reinforced concrete, including cutting off and removing reinforcement
317 | 878 | 2 | 1 | 23 | 9 | 23.9 |  | 100mm Thick surface beds | m² | 84 |  | 0
318 | 879 | 2 | 1 | 23 |  | 23 |  | Breaking down and removing brickwork etc
319 | 880 | 2 | 1 | 23 | 10 | 23.1 |  | Half brick walls | m² | 116 |  | 0
320 | 881 | 2 | 1 | 23 | 11 | 23.11 |  | One brick walls | m² | 18 |  | 0
321 | 882 | 2 | 1 | 23 |  | 23 |  | Existing plastered walls
322 | 883 | 2 | 1 | 23 | 12 | 23.12 |  | Plasterwork to be chipped off in full sections where necessary and replastered smooth to match existing finish (paintwork measured elsewhere) | m² | 10 |  | 0
323 | 885 | 2 | 1 | 23 |  | 23 |  | Taking out and removing doors, windows, etc, including thresholds, sills, etc (building up openings and making good finishes elsewhere)
324 | 886 | 2 | 1 | 23 | 13 | 23.13 |  | Timber single door and frame not exceeding 2,5m"² | No | 10 |  | 0
325 | 887 | 2 | 1 | 23 |  | 23 |  | Hacking up/off and removing floor coverings including removing mortar bed or adhesive from concrete or brickwork if applicable and preparing surfaces, including levelling, for new screed finish
326 | 888 | 2 | 1 | 23 | 14 | 23.14 |  | Removal of Floor finishes new screed | m² | 1070 |  | 0
327 | 889 | 2 | 1 | 23 | 15 | 23.15 |  | Repair concrete floor cracks as per engineers specs | m | 20 |  | 0
328 | 890 | 2 | 1 | 24 |  | 24 |  | Taking out and remove existing ceiling, insulation etc. complete including carting away
329 | 891 | 2 | 1 | 24 | 16 | 24.16 |  | Removal of ceilings and insulation cornices etc. | m² | 1070 |  | 0
330 | 892 | 2 | 1 | 24 | 17 | 24.17 |  | Removal of ceilings and insulation cornices etc. | m² | 85 |  | 0
331 | 893 | 2 | 1 | 24 |  | 24 |  | Hacking up/off and removing tiles from any wall and floors and including preparing surfaces for new screed, plaster, tile finishes, etc
332 | 894 | 2 | 1 | 24 | 18 | 24.18 |  | Removing tiles from existing walls | m² | 118 |  | 0
333 | 895 | 2 | 1 | 24 | 19 | 24.19 |  | Removing tiles from existing floors | m² | 59 |  | 0
334 | 896 | 2 | 1 | 24 |  | 24 |  | Remove new fascia boards
335 | 897 | 2 | 1 | 24 | 20 | 24.2 |  | Stripping existing fascia boards that are deteriorate where necessary | m | 550 |  | 0
336 | 898 | 2 | 1 | 24 |  | 24 |  | Taking out/off and removing sundry item from all walls, leaving existing walls clear of any objects, fixtures, joinery, fittings etc. including carting away measured in number of building
337 | 899 | 2 | 1 | 24 | 21 | 24.21 |  | Stripping of all wall fixtures and fittings | No | 9 |  | 0
338 | 900 | 2 | 1 | 24 |  | 24 |  | Taking out and removing sanitary fittings, tanks, geysers, etc, including disconnecting from pipes, traps, etc and making good floor and wall finishes, tiling and paintwork elsewhere
339 | 901 | 2 | 1 | 24 | 22 | 24.22 |  | Removal of all fittings including pipework as required | No | 12 |  | 0
340 | 902 | 2 | 1 | 24 |  | 24 |  | Removing ironmongery
341 | 903 | 2 | 1 | 24 | 23 | 24.23 |  | Removal of all existing ironmongery to be replaced with new full sets (measured elsewhere) | No | 122 |  | 0
342 | 904 | 2 | 1 | 25 |  | 25 |  | CUTTING THROUGH FLOORS AND CEILINGS
343 | 905 | 2 | 1 | 25 |  | 25 |  | Cutting through:
344 | 906 | 2 | 1 | 25 | 24 | 25.24 |  | 150mm Thick unreinforced concrete surface bed for 700mm wide concrete wall footings and making good concrete on both sides of new 230 brick walls (making good floor finishes elsewhere) | m | 62 |  | 0
345 | 907 | 2 | 1 | 25 |  | 25 |  | BUILDING UP OPENINGS
346 | 908 | 2 | 1 | 25 |  | 25 |  | Brickwork in NFP bricks in class II mortar in building up openings
347 | 909 | 2 | 1 | 25 | 25 | 25.25 |  | Half brick walls | m² | 12 |  | 0
348 | 910 | 2 | 1 | 25 | 26 | 25.26 |  | One brick walls | m² | 16 |  | 0
349 | 911 | 2 | 1 | 25 |  | 25 |  | Face bricks pointed with flush recessed horizontal and vertical joints to match existing
350 | 912 | 2 | 1 | 25 | 27 | 25.27 |  | Extra over brickwork for face brickwork in patches | m² | 10 |  | 0
351 | 913 | 2 | 1 | 25 | 28 | 25.28 |  | Cutting toothings and bonding new face brickwork to existing | m | 24 |  | 0
352 | 914 | 2 | 1 | 25 |  | 25 |  | Sundries
353 | 915 | 2 | 1 | 25 | 29 | 25.29 |  | Cutting toothings and bonding new brickwork to existing | m² | 30 |  | 0
354 | 916 | 2 | 1 | 25 |  | 25 |  | CLEANING AND PREPERATION
355 | 917 | 2 | 1 | 25 |  | 25 |  | Walls
356 | 918 | 2 | 1 | 25 | 30 | 25.3 |  | Cleaning existing facebrick walls including scrubbing down and removing efflorescent | m² | 984 |  | 0
357 | 919 | 2 | 1 | 25 |  | 25 |  | Roller Course lintel
358 | 920 | 2 | 1 | 25 | 31 | 25.31 |  | Cleaning existing facebrick walls including scrubbing down and removing efflorescent | m | 58 |  | 0
359 | 921 | 2 | 1 | 26 |  | 26 |  | Superior quality PVA acrylic paint (colour to be selected) to new interior cement plaster. One coat Primer and with two coats PVA
360 | 922 | 2 | 1 | 26 | 32 | 26.32 |  | Window cills | m | 63 |  | 0
361 | 923 | 2 | 1 | 26 |  | 26 |  | On Metal work
362 | 924 | 2 | 1 | 26 |  | 26 |  | Contractors Gloss Enamel (colour to be selected) to new exterior galvanised steel. One coat Primer for Steel, undercoat with one coat Universal Undercoat and two coats Contractors Gloss Enamel
363 | 925 | 2 | 1 | 26 | 33 | 26.33 |  | Door frames | No | 6 |  | 0
364 | 926 | 2 | 1 | 26 |  | 26 |  | Existing timber trusses
365 | 927 | 2 | 1 | 26 | 34 | 26.34 |  | Sand down existing timber trusses (measured on plan) | m² | 1001 |  | 0
366 | 928 | 2 | 1 | 26 | 35 | 26.35 |  | Existing timber skirting to be removed, sanded down with abrasive paper leaving surface clean, dry and dust free. ready for painting | m | 417 |  | 0
367 | 929 | 2 | 1 | 26 |  | 26 |  | Existing plastered walls
368 | 930 | 2 | 1 | 26 | 36 | 26.36 |  | Where required (more than general painting prep work) surfaces to be brushed down, clean and free from blemishes | m² | 1272 |  | 0
370 | 166 | 3 | 1 | 28 |  | 28 |  | SECTION NO. 3 BILL NO. 1
371 | 167 | 3 | 1 | 28 |  | 28 |  | CARPENTRY & JOINERY
372 | 934 | 3 | 1 | 28 |  | 28 |  | Fixing
373 | 935 | 3 | 1 | 28 |  | 28 |  | Items described as "nailed" shall be deemed to be fixed with hardened steel nails or pins, or to be shot-pinned, to brickwork or concrete
374 | 936 | 3 | 1 | 28 |  | 28 |  | Items described as "plugged" shall be deemed to include screwing to fibre, plastic or metal plugs at not exceeding 500mm centres, and where described as "bolted", the bolts have been given elsewhere
375 | 937 | 3 | 1 | 28 |  | 28 |  | Decorative thermosetting plastic laminate covering
376 | 938 | 3 | 1 | 28 |  | 28 |  | Laminate covering shall be glued under pressure and edge strips of same shall be butt jointed at junctions with adjacent similar finish
377 | 939 | 3 | 1 | 28 |  | 28 |  | SUPPLEMENTARY PREAMBLES
378 | 940 | 3 | 1 | 28 |  | 28 |  | Trusses are at maximum 750mm centres
379 | 941 | 3 | 1 | 28 |  | 28 |  | 0.6mm Colomate finished galvanised metal IBR roof Sheeting @ 15 degrees pitch laid on insulation fixed to timber purlins and trusses Roof covering is type on purlins
380 | 942 | 3 | 1 | 28 |  | 28 |  | Ceiling is 6mm sheeting edge flush plastered on 38 x 38mm brandering
381 | 943 | 3 | 1 | 28 |  | 28 |  | References given in descriptions refer to the respective types of trusses detailed on the architect's/engineer's drawings numbered C100 RevA annexed to these bills of quantities accompanying these bills of quantities for tender purposes Dimensions in descriptions of trusses are nominal and actual measurements are to be obtained from the architect/engineer and/or taken on site before design or fabrication commences
382 | 944 | 3 | 1 | 29 |  | 29 |  | SKIRTINGS
383 | 945 | 3 | 1 | 29 |  | 29 |  | Timber Skirting, size 18 x 100mm plugged and screwed to wall surface.
384 | 946 | 3 | 1 | 29 | 1 | 29.1 |  | 18mm x 100mm High skirtings | m | 96 |  | 0
385 | 947 | 3 | 1 | 29 |  | 29 |  | EAVES, VERGES, ETC
386 | 948 | 3 | 1 | 29 |  | 29 |  | Sawn softwood
387 | 949 | 3 | 1 | 29 | 2 | 29.2 |  | 250 x 20mm Fascia's | m | 68 |  | 0
388 | 950 | 3 | 1 | 29 |  | 29 |  | JOINERY SUNDRIES
389 | 951 | 3 | 1 | 29 |  | 29 |  | White boards
390 | 952 | 3 | 1 | 29 | 3 | 29.3 |  | Classroom white boards not exceeding 8m2 with 38 x38mm Grounds, full size magnetic porcelain with anodized trim and including tray and trackable map rail, fixed to plastered walls | No | 15 |  | 0
392 | 169 | 3 | 2 | 31 |  | 31 |  | SECTION NO. 3 BILL NO. 2
393 | 170 | 3 | 2 | 31 |  | 31 |  | CEILINGS, PARTITIONS AND ACCESS FLOORING
394 | 954 | 3 | 2 | 31 |  | 31 |  | Fixing
395 | 955 | 3 | 2 | 31 |  | 31 |  | Items described as "nailed" shall be deemed to be fixed with hardened steel nails or pins, or to be shot-pinned, to brickwork or concrete
396 | 956 | 3 | 2 | 31 |  | 31 |  | Items described as "plugged" shall be deemed to include screwing to fibre, plastic or metal plugs at not exceeding 500mm centres, and where described as "bolted", the bolts have been given elsewhere
397 | 957 | 3 | 2 | 31 |  | 31 |  | Ceilings
398 | 958 | 3 | 2 | 31 |  | 31 |  | Unless otherwise described ceilings shall be deemed to be horizontal
399 | 959 | 3 | 2 | 31 |  | 31 |  | Bulkheads
400 | 960 | 3 | 2 | 31 |  | 31 |  | Unless otherwise described bulkheads shall be deemed to be horizontal along the length
401 | 961 | 3 | 2 | 31 |  | 31 |  | Steel components
402 | 962 | 3 | 2 | 31 |  | 31 |  | All steel components for ceilings, partitions, etc are to be galvanised in accordance with SANS 121
403 | 963 | 3 | 2 | 31 |  | 31 |  | NAILED-UP CEILINGS
404 | 964 | 3 | 2 | 31 |  | 31 |  | Installation of RhinoBoard 6.4mm including 38 x 38mm SA Pine brandering at 400mm centres in one direction, ceiling screws at 150mm c/c to timber at max 400mm c/c to tie beam. Including concealed grid with staggered joints, M strips and spot screw heards. Plus Isover 115mm thick Aerolite thermal ceiling insulation
405 | 965 | 3 | 2 | 31 | 1 | 31.1 |  | Ceilings nailed-up not exceeding 1m below roof trusses | m² | 729 |  | 0
406 | 966 | 3 | 2 | 32 |  | 32 |  | Installation of RhinoBoard 6.4mm including 38 x 38mm SA Pine brandering at 400mm centres in one direction, ceiling screws at 150mm c/c to timber at max 400mm c/c to tie beam. Including concealed grid with staggered joints, M strips and spot screw heards. Plus Isover 115mm thick Aerolite thermal ceiling insulation. Timber brandering shall be suitably fixed to the tie beam/joist.
407 | 967 | 3 | 2 | 32 | 2 | 32.2 |  | External nailed-up ceiling | m² | 225 |  | 0
408 | 968 | 3 | 2 | 32 |  | 32 |  | Cornice, perimeter trims, etc to ceiling
409 | 969 | 3 | 2 | 32 |  | 32 |  | Gypsum cornice, 75 x 75mm high
410 | 970 | 3 | 2 | 32 | 3 | 32.3 |  | Cornice | m | 418 |  | 0
412 | 172 | 3 | 3 | 34 |  | 34 |  | SECTION NO. 3 BILL NO. 3
413 | 173 | 3 | 3 | 34 |  | 34 |  | FLOOR COVERINGS, WALL LININGS, ETC.
414 | 972 | 3 | 3 | 34 |  | 34 |  | Fixing
415 | 973 | 3 | 3 | 34 |  | 34 |  | Floor coverings, wall linings, etc shall, where applicable, be fixed with adhesive as recommended by the manufacturers of the flooring, linings, etc FLOOR COVERINGS
416 | 974 | 3 | 3 | 34 |  | 34 |  | Fully flexible vinyl floor tiles, size 300 x 300 x 2.5mm thick, manufactured in accordance with SANS 786:2000, laid in adhesive spread with a trowel using Leveller when required and rolled with 68kg three section metal roller on completion.
417 | 975 | 3 | 3 | 34 | 1 | 34.1 |  | On new screeded floors | m² | 729 |  | 0
418 | 976 | 3 | 3 | 34 |  | 34 |  | Fully flexible vinyl floor tiles, size 300 x 300 x 2.5mm thick, manufactured in accordance with SANS 786:2000, laid in adhesive spread with a trowel using Leveller when required and rolled with 68kg three section metal roller on completion.
419 | 977 | 3 | 3 | 34 | 2 | 34.2 |  | 100mm High skirting | m | 140 |  | 0
421 | 175 | 3 | 4 | 35 |  | 35 |  | SECTION NO. 3 BILL NO. 4
422 | 176 | 3 | 4 | 35 |  | 35 |  | GLAZING
423 | 980 | 3 | 4 | 35 |  | 35 |  | Float glass
424 | 981 | 3 | 4 | 35 |  | 35 |  | The term "float glass" is used for monolithic annealed glass
425 | 982 | 3 | 4 | 35 |  | 35 |  | Laminated glass
426 | 983 | 3 | 4 | 35 |  | 35 |  | GLAZING TO STEEL WITH PUTTY
427 | 984 | 3 | 4 | 35 |  | 35 |  | Windows to be glazed to SANS min. standards - 6.4mm Low-E glass in panes smaller than 0.5m2. All to comply with National building regulations see also glazing preambles for minimum standards.
428 | 985 | 3 | 4 | 35 | 1 | 35.1 |  | Panes exceeding 0,1m"² and not exceeding 0,5m"² | m² | 220 |  | 0
429 | 986 | 3 | 4 | 35 |  | 35 |  | Windows to be glazed to SANS min. standards - 6mm safety glass for all panels lower than 900mm above FFL All to comply with National building regulations see also glazing preambles for minimum standards.
430 | 987 | 3 | 4 | 35 | 2 | 35.2 |  | Panes exceeding 0,1m"² and not exceeding 0,5m"² | m² | 2 |  | 0
431 | 988 | 3 | 4 | 35 |  | 35 |  | TOPS, SHELVES, DOORS, MIRRORS, ETC
432 | 989 | 3 | 4 | 35 |  | 35 |  | 4mm Silvered float glass copper backed mirrors with 10mm bevelled and polished edges, fixed with double sided adhesive tape and silicone
433 | 990 | 3 | 4 | 35 | 3 | 35.3 |  | 450mm x 600mm High quality mirror complete with bevelled edges | No | 2 |  | 0
435 | 178 | 3 | 5 | 36 |  | 36 |  | SECTION NO. 3 BILL NO. 5
436 | 179 | 3 | 5 | 36 |  | 36 |  | PAINTWORK
437 | 992 | 3 | 5 | 36 |  | 36 |  | PREPARATORY WORK TO EXISTING WORK
438 | 993 | 3 | 5 | 36 |  | 36 |  | Previously painted plastered surfaces
439 | 994 | 3 | 5 | 36 |  | 36 |  | Surfaces shall be thoroughly washed down and allowed to dry completely before any paint is applied. Blistered or peeling paint shall be completely removed and cracks shall be opened, filled with a suitable filler and finished smooth
440 | 995 | 3 | 5 | 36 |  | 36 |  | Previously painted metal surfaces
441 | 996 | 3 | 5 | 36 |  | 36 |  | Surfaces shall be thoroughly rubbed and cleaned down. Blistered or peeling paint shall be completely removed down to bare metal
442 | 997 | 3 | 5 | 36 |  | 36 |  | Previously painted wood surfaces
443 | 998 | 3 | 5 | 36 |  | 36 |  | Surfaces shall be thoroughly cleaned down. Blistered or peeling paint shall be completely removed and cracks and crevices shall be primed, filled with suitable filler and finished smooth
444 | 999 | 3 | 5 | 36 |  | 36 |  | PAINT SPECIFICATIONS
445 | 1000 | 3 | 5 | 36 |  | 36 |  | All painting shall be done in accordance with "Dulux" specifications unless otherwise described
446 | 1001 | 3 | 5 | 36 |  | 36 |  | COLOURS
447 | 1002 | 3 | 5 | 36 |  | 36 |  | Unless otherwise described paintwork on ceilings shall be deemed to be in the "White" colour group and paintwork on all other components shall be deemed to be in the "Pastel" colour group in accordance with the Natural Colour System (NCS) adopted by the SA National Standards
448 | 1003 | 3 | 5 | 37 |  | 37 |  | PAINTWORK ETC TO NEW WORK
449 | 1004 | 3 | 5 | 37 |  | 37 |  | ON FLOATED PLASTER
450 | 1005 | 3 | 5 | 37 |  | 37 |  | Superior quality PVA acrylic paint (colour to be selected) to new interior cement plaster. One coat Primer and with two coats PVA
451 | 1006 | 3 | 5 | 37 | 1 | 37.1 |  | On internal walls | m² | 1244 |  | 0
452 | 1007 | 3 | 5 | 37 | 2 | 37.2 |  | On external walls | m² | 10 |  | 0
453 | 1008 | 3 | 5 | 37 |  | 37 |  | ON PLASTER BOARD
454 | 1009 | 3 | 5 | 37 |  | 37 |  | Superior quality PVA acrylic paint (colour to be selected) to new gypsum ceilings. One coat Primer and finish with two coats Acrylic PVA
455 | 1010 | 3 | 5 | 37 | 3 | 37.3 |  | On ceilings | m² | 729 |  | 0
456 | 1011 | 3 | 5 | 37 | 4 | 37.4 |  | On external ceilings | m² | 225 |  | 0
457 | 1012 | 3 | 5 | 37 | 5 | 37.5 |  | On Cornice not exceeding 300mm girth | m | 418 |  | 0
458 | 1013 | 3 | 5 | 37 |  | 37 |  | ON METAL
459 | 1014 | 3 | 5 | 37 |  | 37 |  | Contractors Gloss Enamel (colour to be selected) to new exterior galvanised steel. One coat Primer for Steel, undercoat with one coat Universal Undercoat and two coats Contractors Gloss Enamel
460 | 1015 | 3 | 5 | 37 | 6 | 37.6 |  | On door frames | m² | 3 |  | 0
461 | 1016 | 3 | 5 | 37 | 7 | 37.7 |  | On window frames | m² | 35 |  | 0
462 | 1017 | 3 | 5 | 37 |  | 37 |  | Contractors Gloss Enamel (colour to be selected) to new interior galvanised steel. One coat Primer for Steel, undercoat with one coat Universal Undercoat and two coats Contractors Gloss Enamel
463 | 1018 | 3 | 5 | 37 | 8 | 37.8 |  | On door frames | m² | 8 |  | 0
464 | 1019 | 3 | 5 | 37 | 9 | 37.9 |  | On doors | m² | 10 |  | 0
465 | 1020 | 3 | 5 | 38 |  | 38 |  | Finished with grey zinc Chromate rust resistant primer
466 | 1021 | 3 | 5 | 38 | 10 | 38.1 |  | On door frames | m² | 3 |  | 0
467 | 1022 | 3 | 5 | 38 | 11 | 38.11 |  | On doors | m² | 9 |  | 0
468 | 1023 | 3 | 5 | 38 |  | 38 |  | ON WOOD
469 | 1024 | 3 | 5 | 38 |  | 38 |  | Contractors Gloss Enamel (colour to be selected) to new exterior galvanised steel. One coat Primer for Steel, undercoat with one coat Universal Undercoat and two coats Contractors Gloss Enamel
470 | 1025 | 3 | 5 | 38 | 12 | 38.12 |  | On doors | m² | 10 |  | 0
471 | 1026 | 3 | 5 | 38 |  | 38 |  | Painted with Carbolineum paint as per architects specification
472 | 1027 | 3 | 5 | 38 | 13 | 38.13 |  | On exposed trusses | m² | 60 |  | 0
474 | 165 | 3 | 6 | 40 | 1 | 40.1 |  | Carpentry and Joinery | Page | 30
475 | 168 | 3 | 6 | 40 | 2 | 40.2 |  | Ceilings, Partitions and Access Flooring | Page | 33
476 | 171 | 3 | 6 | 40 | 3 | 40.3 |  | Floor coverings, Wall Linings, etc | Page | 34
477 | 174 | 3 | 6 | 40 | 4 | 40.4 |  | Glazing | Page | 35
478 | 177 | 3 | 6 | 40 | 5 | 40.5 |  | Paintwork | Page | 39
479 | 181 | 4 | 1 | 41 |  | 41 |  | SECTION NO. 4 BILL NO. 1
480 | 182 | 4 | 1 | 41 |  | 41 |  | ROOF COVERINGS, CLADDINGS, ETC.
481 | 1030 | 4 | 1 | 41 |  | 41 |  | PROFILED METAL SHEETING AND ACCESSORIES
482 | 1031 | 4 | 1 | 41 |  | 41 |  | 0.6mm Colomate finished galvanised metal IBR roof Sheeting @ 15 degrees pitch laid on insulation fixed to timber purlins and trusses
483 | 1032 | 4 | 1 | 41 | 1 | 41.1 |  | Roof covering with pitches not exceeding 25 degrees | m² | 59 |  | 0
484 | 1033 | 4 | 1 | 41 | 2 | 41.2 |  | Side cladding not exceeding 250mm | m² | 18 |  | 0
485 | 1034 | 4 | 1 | 41 | 3 | 41.3 |  | Ridge or Valley flashing | m | 6 |  | 0
486 | 1035 | 4 | 1 | 41 | 4 | 41.4 |  | Ridge Closer | m | 9 |  | 0
487 | 1036 | 4 | 1 | 41 |  | 41 |  | ROOF AND WALL INSULATION
488 | 1037 | 4 | 1 | 41 |  | 41 |  | Multi-layered reinforced double-sided aluminium foil sheeting in accordance with SANS 1381-4 with a mass of not less than 293g/m×"½ and a Class I fire rating in accordance with SANS 0177-3
489 | 1038 | 4 | 1 | 41 | 5 | 41.5 |  | 135mm Lightweight non combustible fibre glass Insulation blanket laid taut over purlins at approximately 750mm centres and fixed concurrent with roof covering with stapled longitudinal flap joints, including fixing at top and bottom edges to purlins with and including hoop iron straps | m² | 47 |  | 0
491 | 184 | 4 | 2 | 42 |  | 42 |  | SECTION NO. 4 BILL NO. 2
492 | 185 | 4 | 2 | 42 |  | 42 |  | CARPENTRY & JOINERY
493 | 1041 | 4 | 2 | 42 |  | 42 |  | Fixing
494 | 1042 | 4 | 2 | 42 |  | 42 |  | Items described as "nailed" shall be deemed to be fixed with hardened steel nails or pins, or to be shot-pinned, to brickwork or concrete
495 | 1043 | 4 | 2 | 42 |  | 42 |  | Items described as "plugged" shall be deemed to include screwing to fibre, plastic or metal plugs at not exceeding 500mm centres, and where described as "bolted", the bolts have been given elsewhere
496 | 1044 | 4 | 2 | 42 |  | 42 |  | Decorative thermosetting plastic laminate covering
497 | 1045 | 4 | 2 | 42 |  | 42 |  | Laminate covering shall be glued under pressure and edge strips of same shall be butt jointed at junctions with adjacent similar finish
498 | 1046 | 4 | 2 | 42 |  | 42 |  | SUPPLEMENTARY PREAMBLES
499 | 1047 | 4 | 2 | 42 |  | 42 |  | Trusses are at maximum 750mm centres
500 | 1048 | 4 | 2 | 42 |  | 42 |  | 0.6mm Colomate finished galvanised metal IBR roof Sheeting @ 15 degrees pitch laid on insulation fixed to timber purlins and trusses Roof covering is type on purlins
501 | 1049 | 4 | 2 | 42 |  | 42 |  | Ceiling is 6mm sheeting edge flush plastered on 38 x 38mm brandering
502 | 1050 | 4 | 2 | 42 |  | 42 |  | References given in descriptions refer to the respective types of trusses detailed on the architect's/engineer's drawings numbered C100 RevA annexed to these bills of quantities accompanying these bills of quantities for tender purposes Dimensions in descriptions of trusses are nominal and actual measurements are to be obtained from the architect/engineer and/or taken on site before design or fabrication commences
503 | 1051 | 4 | 2 | 43 |  | 43 |  | Sawn softwood grade S5/S7
504 | 6134 | 4 | 2 | 43 | 1 | 43.1 |  | Roof construction to double pitched roof with two hipped ends, 12.2 x 6.5m overall on plan x 1.893mm high overall, including trusses, jack rafters, permanent bracing and 76 x 50mm battens at 750mm 38 x 38mm purlins centres for roof covering (wall plates elsewhere) complete and signed of by engineer | No | 1 |  | 0
505 | 1053 | 4 | 2 | 43 | 2 | 43.2 |  | Wall plates | m | 30 |  | 0
506 | 1054 | 4 | 2 | 43 |  | 43 |  | SKIRTINGS
507 | 1055 | 4 | 2 | 43 |  | 43 |  | Timber Skirting, size 18 x 100mm plugged and screwed to wall surface.
508 | 1056 | 4 | 2 | 43 | 3 | 43.3 |  | 18mm x 100mm High skirtings | m | 47 |  | 0
509 | 1057 | 4 | 2 | 43 |  | 43 |  | EAVES, VERGES, ETC
510 | 1058 | 4 | 2 | 43 |  | 43 |  | Sawn softwood
511 | 1059 | 4 | 2 | 43 | 4 | 43.4 |  | 78 x 78mm Branders | m | 135 |  | 0
512 | 1060 | 4 | 2 | 43 | 5 | 43.5 |  | 250 x 20mm Fascia's | m | 18 |  | 0
514 | 187 | 4 | 3 | 45 |  | 45 |  | SECTION NO. 4 BILL NO. 3
515 | 188 | 4 | 3 | 45 |  | 45 |  | CEILINGS, PARTITIONS AND ACCESS FLOORING
516 | 1062 | 4 | 3 | 45 |  | 45 |  | Fixing
517 | 1063 | 4 | 3 | 45 |  | 45 |  | Items described as "nailed" shall be deemed to be fixed with hardened steel nails or pins, or to be shot-pinned, to brickwork or concrete
518 | 1064 | 4 | 3 | 45 |  | 45 |  | Items described as "plugged" shall be deemed to include screwing to fibre, plastic or metal plugs at not exceeding 500mm centres, and where described as "bolted", the bolts have been given elsewhere
519 | 1065 | 4 | 3 | 45 |  | 45 |  | Ceilings
520 | 1066 | 4 | 3 | 45 |  | 45 |  | Unless otherwise described ceilings shall be deemed to be horizontal
521 | 1067 | 4 | 3 | 45 |  | 45 |  | Bulkheads
522 | 1068 | 4 | 3 | 45 |  | 45 |  | Unless otherwise described bulkheads shall be deemed to be horizontal along the length
523 | 1069 | 4 | 3 | 45 |  | 45 |  | Steel components
524 | 1070 | 4 | 3 | 45 |  | 45 |  | All steel components for ceilings, partitions, etc are to be galvanised in accordance with SANS 121
525 | 1071 | 4 | 3 | 45 |  | 45 |  | NAILED-UP CEILINGS
526 | 1072 | 4 | 3 | 45 |  | 45 |  | Installation of RhinoBoard 6.4mm including 38 x 38mm SA Pine brandering at 400mm centres in one direction, ceiling screws at 150mm c/c to timber at max 400mm c/c to tie beam. Including concealed grid with staggered joints, M strips and spot screw heards. Plus Isover 115mm thick Aerolite thermal ceiling insulation
527 | 1073 | 4 | 3 | 45 | 1 | 45.1 |  | Ceilings nailed-up not exceeding 1m below roof trusses | m² | 45 |  | 0
528 | 1074 | 4 | 3 | 46 |  | 46 |  | Installation of RhinoBoard 6.4mm including 38 x 38mm SA Pine brandering at 400mm centres in one direction, ceiling screws at 150mm c/c to timber at max 400mm c/c to tie beam. Including concealed grid with staggered joints, M strips and spot screw heards. Plus Isover 115mm thick Aerolite thermal ceiling insulation. Timber brandering shall be suitably fixed to the tie beam/joist.
529 | 1075 | 4 | 3 | 46 | 2 | 46.2 |  | External nailed-up ceiling | m² | 15 |  | 0
530 | 1076 | 4 | 3 | 46 |  | 46 |  | Cornice, perimeter trims, etc to ceiling
531 | 1077 | 4 | 3 | 46 |  | 46 |  | Gypsum cornice, 75 x 75mm high
532 | 1078 | 4 | 3 | 46 | 3 | 46.3 |  | Cornice | m | 28 |  | 0
534 | 190 | 4 | 4 | 48 |  | 48 |  | SECTION NO. 4 BILL NO. 4
535 | 191 | 4 | 4 | 48 |  | 48 |  | FLOOR COVERINGS, WALL LININGS, ETC.
536 | 1080 | 4 | 4 | 48 |  | 48 |  | Fixing
537 | 1081 | 4 | 4 | 48 |  | 48 |  | Floor coverings, wall linings, etc shall, where applicable, be fixed with adhesive as recommended by the manufacturers of the flooring, linings, etc FLOOR COVERINGS
538 | 1082 | 4 | 4 | 48 |  | 48 |  | Fully flexible vinyl floor tiles, size 300 x 300 x 2.5mm thick, manufactured in accordance with SANS 786:2000, laid in adhesive spread with a trowel using Leveller when required and rolled with 68kg three section metal roller on completion.
539 | 1083 | 4 | 4 | 48 | 1 | 48.1 |  | On new screeded floors | m² | 10 |  | 0
540 | 1084 | 4 | 4 | 48 |  | 48 |  | Fully flexible vinyl floor tiles, 2.5mm thick, manufactured in accordance with SANS 786:2000, laid in adhesive spread with a trowel using Leveller when required and rolled with 68kg three section metal roller on completion.
541 | 1085 | 4 | 4 | 48 | 2 | 48.2 |  | 100mm High skirting | m | 10 |  | 0
543 | 193 | 4 | 5 | 49 |  | 49 |  | SECTION NO. 4 BILL NO. 5
544 | 1087 | 4 | 5 | 49 |  | 49 |  | IRONMONGERY
545 | 1088 | 4 | 5 | 49 |  | 49 |  | Proprietary items
546 | 1089 | 4 | 5 | 49 |  | 49 |  | Where applicable the manufacturers' names or product catalogue titles are given in sub-headings preceding the items Prices are to be based on the specific products/articles specified. If tenderers wish to offer alternative products/articles for certain items, these items are to be clearly marked and the alternative specification given with supporting brochures etc clarifying the features of the products/articles offered On request returnable samples are to be provided to the principal agent for consideration HINGES, BOLTS, ETC
547 | 6104 | 4 | 5 | 49 |  | 49 |  | HINGES, BOLTS, ETC
548 | 1090 | 4 | 5 | 49 |  | 49 |  | Manufactured by Dorma or equally approved
549 | 1091 | 4 | 5 | 49 | 1 | 49.1 |  | Stainless steel indicator bolts with Stainless Steel finish. 2 x two ball bearing butt hinge with Stainless Steel finish. Stainless Steel 152 x 76mm push plate, size 152 x 76mm. Wall mounted door stop | No | 8 |  | 0
550 | 1092 | 4 | 5 | 49 |  | 49 |  | PUSH PLATES AND KICK PLATES
551 | 1093 | 4 | 5 | 49 |  | 49 |  | 2mm Thick anodised aluminium plates countersunk screwed along edges at not exceeding 200mm centres
552 | 1094 | 4 | 5 | 49 | 2 | 49.2 |  | 813 x 250mm Kick plate | No | 8 |  | 0
553 | 1095 | 4 | 5 | 49 |  | 49 |  | DOOR CLOSERS
554 | 1096 | 4 | 5 | 49 |  | 49 |  | Manufactured by Dorma or equally approved
555 | 1097 | 4 | 5 | 49 | 3 | 49.3 |  | Door closer | No | 2 |  | 0
556 | 1098 | 4 | 5 | 50 |  | 50 |  | BATHROOM FITTINGS
557 | 1099 | 4 | 5 | 50 |  | 50 |  | Manufactured by Franke or equally approved
558 | 1100 | 4 | 5 | 50 | 4 | 50.4 |  | San 009 - WASTE BIN Waste container - 1,25mm thick 18/10 satin stainless steel perforated waste containers, size 380x410x205mm deep, with 180 degree radius front and perforated facia pattern, waste bin capacity of 23 litres, with lock, plugged and screwed to the wall with stainless steel screws | No | 8 |  | 0
559 | 1101 | 4 | 5 | 50 | 5 | 50.5 |  | San 007 - SOAP DISPENSER Standard stainless steel wall mounted soap dispenser | No | 6 |  | 0
561 | 196 | 4 | 6 | 52 |  | 52 |  | SECTION NO. 4 BILL NO. 6
562 | 197 | 4 | 6 | 52 |  | 52 |  | PLASTERING
563 | 1103 | 4 | 6 | 52 |  | 52 |  | GRANOLITHIC
564 | 1104 | 4 | 6 | 52 |  | 52 |  | Method
565 | 1105 | 4 | 6 | 52 |  | 52 |  | The method to be used shall be either the monolithic method or the bonded method
566 | 1106 | 4 | 6 | 52 |  | 52 |  | Preparation
567 | 1107 | 4 | 6 | 52 |  | 52 |  | For granolithic applied monolithically, the concrete floor shall be swept clean after bleeding of the concrete has ceased and the slab has begun to stiffen; any remaining bleed water shall be removed and the granolithic applied immediately thereafter. For granolithic to be bonded to the floor slab after it has hardened, the slab surface shall be hacked (preferably by mechanical means) until all laitance, dirt, oil, etc is dislodged and swept clean of all loose matter. The slab shall then be wetted and kept damp for at least six hours before applying the granolithic
568 | 1108 | 4 | 6 | 52 |  | 52 |  | Mix
569 | 1109 | 4 | 6 | 52 |  | 52 |  | Granolithic shall attain a compressive strength of at least 41MPa. The coarse aggregate shall comply with SANS 1083 and shall generally be capable of passing a 10mm mesh sieve. Where the thickness of the granolithic exceeds 25mm, the size of the coarse aggregate shall be increased to the maximum size compatible with the thickness of the granolithic
570 | 1110 | 4 | 6 | 52 |  | 52 |  | Panels
571 | 1111 | 4 | 6 | 52 |  | 52 |  | Granolithic shall be laid in panels not exceeding 14m"² for monolithic finishes, not exceeding 9,5m"² for bonded finishes and not exceeding 6m"² for all external granolithic. Wherever possible, panels shall be square but at no time should the length of the panel exceed 1,5 times its width
572 | 1112 | 4 | 6 | 53 |  | 53 |  | Where possible joints between panels shall be positioned over joints in the floor slab and shall be at least 3mm wide through the full thickness of the finish, separated by strips of wood or fibreboard and finished with V-joints
573 | 1113 | 4 | 6 | 53 |  | 53 |  | Laying
574 | 1114 | 4 | 6 | 53 |  | 53 |  | Monolithic granolithic shall be applied to the partially set slab and thoroughly compacted and lightly wood floated to the required levels
575 | 1115 | 4 | 6 | 53 |  | 53 |  | Bonded granolithic shall be applied to the slab after applying a 1:1 sand-and-cement slurry brushed over the surface and allowed to partially set before applying the granolithic. The granolithic shall be throughly compacted and lightly wood floated to the required levels
576 | 1116 | 4 | 6 | 53 |  | 53 |  | After wood floating, the monolithic and bonded granolithic shall remain undisturbed until bleeding has ceased and the surface has stiffened. Any remaining bleed water and laitance shall then be removed and the surface steel trowelled or power floated
577 | 1117 | 4 | 6 | 53 |  | 53 |  | Curing, seasoning and protection
578 | 1118 | 4 | 6 | 53 |  | 53 |  | Granolithic shall be covered with clean hessian with waterproof building foil over and kept wet for at least seven days after laying
579 | 1119 | 4 | 6 | 53 |  | 53 |  | SCREEDS
580 | 1120 | 4 | 6 | 53 |  | 53 |  | Self Levelling Screeds on concrete
581 | 1121 | 4 | 6 | 53 | 1 | 53.1 |  | 30mm Thick self levelling screed on floors and landings | m² | 46 |  | 0
582 | 1122 | 4 | 6 | 53 |  | 53 |  | INTERNAL PLASTER
583 | 1123 | 4 | 6 | 53 |  | 53 |  | Plaster mix for rough brick walls, composed of 1 part : and 6 parts sand 10mm - 20mm thick finished with a steel trowel to rough brick walls, in accordance with SANS 50197-1
584 | 1124 | 4 | 6 | 53 | 2 | 53.2 |  | On walls | m² | 79 |  | 0
586 | 199 | 4 | 7 | 55 |  | 55 |  | SECTION NO. 4 BILL NO. 7
587 | 200 | 4 | 7 | 55 |  | 55 |  | TILING
588 | 1126 | 4 | 7 | 55 |  | 55 |  | Patterns
589 | 1127 | 4 | 7 | 55 |  | 55 |  | Unless otherwise described, tiles shall be laid with continuous joints in both directions
590 | 1128 | 4 | 7 | 55 |  | 55 |  | Fixing
591 | 1129 | 4 | 7 | 55 |  | 55 |  | Unless described as "fixed with adhesive to plaster (plaster elsewhere)" descriptions of tiling on brick or concrete walls, columns, etc shall be deemed to include 1:4 cement plaster backing and descriptions of tiling on concrete floors etc shall be deemed to include 1:3 plaster bedding
592 | 1130 | 4 | 7 | 55 |  | 55 |  | Tiling described as "fixed with adhesive on power floated concrete" shall be deemed to include for approved tiling key-coat
593 | 1131 | 4 | 7 | 55 |  | 55 |  | Ceramic, porcelain, marble and granite tiles are to be fixed and grouted with suitable adhesives and grouts as recommended by the manufacturer of the tiles
594 | 1132 | 4 | 7 | 55 |  | 55 |  | WALL TILING
595 | 1133 | 4 | 7 | 55 |  | 55 |  | Ceramic tiles size 100 x 200mm, fixed to internal wall plaster backing with tile adhesive mixed with Bond in lieu of water with joints continuous in both directions and grouted
596 | 1134 | 4 | 7 | 55 | 1 | 55.1 |  | On walls | m² | 58 |  | 0
597 | 1135 | 4 | 7 | 55 | 2 | 55.2 |  | Skirting tile 75mm max high | m | 28 |  | 0
598 | 1136 | 4 | 7 | 55 | 3 | 55.3 |  | On Sills | m | 5 |  | 0
599 | 1137 | 4 | 7 | 56 |  | 56 |  | FLOOR TILING
600 | 1138 | 4 | 7 | 56 |  | 56 |  | Ceramic tiles size 300 x 300mm, fixed to internal wall plaster backing with tile adhesive mixed with Bond in lieu of water with joints continuous in both directions and grouted
601 | 1139 | 4 | 7 | 56 | 4 | 56.4 |  | On floors and landings | m² | 45 |  | 0
603 | 202 | 4 | 8 | 58 |  | 58 |  | SECTION NO. 4 BILL NO. 8
604 | 203 | 4 | 8 | 58 |  | 58 |  | PLUMBING & DRAINAGE (PROVISIONAL)
605 | 1141 | 4 | 8 | 58 |  | 58 |  | Wire gratings
606 | 1142 | 4 | 8 | 58 |  | 58 |  | Descriptions of gutter outlets etc shall be deemed to include wire balloon gratings
607 | 1143 | 4 | 8 | 58 |  | 58 |  | Stormwater channels
608 | 1144 | 4 | 8 | 58 |  | 58 |  | Descriptions of channels shall be deemed to include necessary excavation, surface preparation, compaction, etc, and disposal of surplus material on site French drains
609 | 1145 | 4 | 8 | 58 |  | 58 |  | Septic tanks
610 | 1146 | 4 | 8 | 58 |  | 58 |  | Descriptions of proprietary type septic tanks shall be deemed to include excavation, bedding and jointing, concrete base slabs, jointing to drains and backfilling, compaction, etc all in accordance with the manufacturer's instructions and disposal of surplus material on site
611 | 1147 | 4 | 8 | 58 |  | 58 |  | Stainless steel basins, sinks, wash troughs, urinals, etc
612 | 1148 | 4 | 8 | 58 |  | 58 |  | Stainless steel for economy basins, domestic sinks and worktops shall be Type 430 (17/0) Stainless steel for urinals, basins, quality sinks, wash troughs, institutional equipment, etc shall be Type 304 (18/8) Stainless steel for laboratory sinks, photographic equipment, etc shall be Type 316 (18/8) Units shall have standard aprons on all exposed edges and tiling keys against walls where applicable
613 | 1149 | 4 | 8 | 58 |  | 58 |  | Sealing of edges
614 | 1150 | 4 | 8 | 58 |  | 58 |  | Outer edges of sinks, basins, baths, urinals, etc are to be sealed against adjacent surfaces with approved silicone
615 | 1151 | 4 | 8 | 59 |  | 59 |  | PVC-U pipes and fittings
616 | 1152 | 4 | 8 | 59 |  | 59 |  | Sewer and drainage pipes and fittings shall be jointed and sealed with butyl rubber rings Soil, waste and vent pipes and fittings shall be solvent weld jointed or sealed with butyl rubber rings
617 | 1153 | 4 | 8 | 59 |  | 59 |  | PVC-U pressure pipes and fittings
618 | 1154 | 4 | 8 | 59 |  | 59 |  | Pipes of 50mm diameter and smaller shall be plain ended with solvent welded PVC-U loose sockets and fittings Pipes of 63mm diameter and greater shall have sockets and spigots with push-in type integral rubber ring joints. Bends shall be PVC-U and all other fittings shall be cast iron, all with similar push-in type joints
619 | 1155 | 4 | 8 | 59 |  | 59 |  | High density polyethylene (HDPe) pipes and fittings
620 | 1156 | 4 | 8 | 59 |  | 59 |  | Pipes shall be type IV and of the class specified with compression fittings Polypropylene pipes
621 | 1157 | 4 | 8 | 59 |  | 59 |  | Polypropylene pipes 54mm diameter and smaller shall be seamless copper coloured Class 16 pipes jointed with heat welded thermoplastic or where so described compression fittings Pipes shall be firmly fixed to walls, etc with coloured nylon snap-in pipe clips with provision for accommodating thermal movement and jointed and fixed strictly in accordance with the manufacturer's instructions
622 | 1158 | 4 | 8 | 59 |  | 59 |  | Copper pipes
623 | 1159 | 4 | 8 | 59 |  | 59 |  | Pipes shall be hard drawn and half-hard pipes of the class described. Class 0 (thin walled hard drawn) pipes shall not be bent. Class 1 (thin walled half-hard), Class 2 (half-hard) and Class 3 (heavy walled half-hard) pipes shall only be bent with benders with inner and outer formers. Fittings to copper waste, vent and anti-syphon pipes, capillary solder fittings. Capillary solder fittings shall comply with ISO 2016 Copper pipes are to be installed in accordance with the latest revision of the Code of Practice for Copper Plumbing soldering techniques. Flux, solder, etc to be strictly in accordance with the manufacturer's requirements with special attention to copper flux composition
624 | 1160 | 4 | 8 | 60 |  | 60 |  | Reducing fittings
625 | 1161 | 4 | 8 | 60 |  | 60 |  | Where fittings have reducing ends or branches they are described as "reducing" and only the largest end or branch size is given. Should the contractor wish to use other fittings and bushes or reducers he may do so on the understanding that no claim in this regard will be entertained Fixing of pipes
626 | 1162 | 4 | 8 | 60 |  | 60 |  | Unless specifically otherwise stated, descriptions of pipes shall be deemed to include fixing to walls, etc, casting in, building in or suspending not exceeding 1m below suspension level
627 | 1163 | 4 | 8 | 60 |  | 60 |  | Paper wrapping to pipes
628 | 1164 | 4 | 8 | 60 |  | 60 |  | Pipes chased into brickwork must be wrapped with two layers of stout brown paper tied with wire. Rates are to include for wrapping around joints and fittings
629 | 1165 | 4 | 8 | 60 |  | 60 |  | Disinfection of water pipework
630 | 1166 | 4 | 8 | 60 |  | 60 |  | Water pipework is to be disinfected at completion
631 | 1167 | 4 | 8 | 60 |  | 60 |  | Prices for wrapping of pipes shall include for all work as described to couplings in the length
632 | 1168 | 4 | 8 | 60 |  | 60 |  | Laying, backfilling, bedding, etc of pipes
633 | 1169 | 4 | 8 | 60 |  | 60 |  | Pipes shall be laid and bedded in accordance with manufacturers' instructions and trenches shall be carefully backfilled
634 | 1170 | 4 | 8 | 60 |  | 60 |  | Where no manufacturers' instructions exist, pipes shall be laid in accordance with the relevant section of SANS 2001
635 | 1171 | 4 | 8 | 61 |  | 61 |  | General
636 | 1172 | 4 | 8 | 61 |  | 61 |  | Descriptions of cast iron roof outlets shall be deemed to include joints to pipes and casting into concrete (adaptors for joints to PVC pipes, etc are given separately) Descriptions of overflow pipes where measured in number, shall be deemed to include joints to cisterns and splay cut ends Descriptions of pipes laid in and including trenches and of inspection chambers, catchpits, etc shall be deemed to include excavation, bedding, backfilling, compaction to a minimum of 95% Mod AASHTO density and disposal of surplus material on site
637 | 1173 | 4 | 8 | 61 |  | 61 |  | Descriptions of service pipes and flexible connecting pipes shall be deemed to include connections to taps, cisterns, etc and to steel pipes (adaptors for connections to copper pipes, etc are given separately)
638 | 1174 | 4 | 8 | 61 |  | 61 |  | Descriptions of WC pans, slop hoppers, etc shall be deemed to include for joints to soil pipes (pan connectors are separately measured)
639 | 1175 | 4 | 8 | 61 |  | 61 |  | SANITARYWARE
640 | 1176 | 4 | 8 | 61 | 1 | 61.1 |  | Contour 21 close coupled raised height WC pan, 75cm projection with floor fixing kit. Contour 21 close coupled delay fill, syphon cistern 4.5 litre single flush for 75cm projection pan, secure cover fastener, no lever. seat and cover, top fixing hinges. Spatula cistern lever close coupled. Plumbing: 20mm Brushed chrome Econoflush front access junior concealed toilet flush master with integral shut-off valve, box stainless steel faceplate and chrome plated pushbutton assembly (includes flush pipes, elbow and pan connector). | No | 8 |  | 0
641 | 1177 | 4 | 8 | 61 | 2 | 61.2 |  | Vaal Sanitaryware or equally approved vitreous china 510mm x 405mm rounded Hibiscus basin with one or two tap hole, including integrated overflow and chain stay hole. Bolted to wall with 2x 10mm bolts. Basin Mixer single lever with pop up waste. 1_ 2" BSP female inlets. SANS 1480\ Paraplegic Toilets to be fitted with two MEDICAL Pillar elbow action.1/2" BSP MI SANS 226 TYPE 2. | No | 6 |  | 0
642 | 1178 | 4 | 8 | 62 | 3 | 62.3 |  | San 011 - URINAL SANITARYWARE 565 x 275 x 310mm White vitreous china wall mounted back inlet urinal including 38mm chromium plated domical grating and chromium plated back inlet spreader and urinal division fixed with and including fixing screws and hanger brackets. | No | 3 |  | 0
643 | 1179 | 4 | 8 | 62 | 4 | 62.4 |  | SANITARYWARE vitreous china Urinal division, complete with fixing screw and hanger bracket. | No | 2 |  | 0
644 | 1180 | 4 | 8 | 62 |  | 62 |  | SOIL DRAINAGE
645 | 1181 | 4 | 8 | 62 |  | 62 |  | All pipework includes fittings, joints etc. calculated by specialist pricing BOQ
646 | 1182 | 4 | 8 | 62 | 5 | 62.5 |  | 50mm Waste pipe | m | 23 |  | 0
647 | 1183 | 4 | 8 | 62 | 6 | 62.6 |  | 110mm pvc pipe laid to min falls 1:60. Pipes beneath slab to be encased in concrete | m | 11 |  | 0
648 | 1184 | 4 | 8 | 62 | 7 | 62.7 |  | T junction with inspection eye | No | 8 |  | 0
649 | 1185 | 4 | 8 | 62 | 8 | 62.8 |  | Brick sewer manhole | No | 2 |  | 0
650 | 1186 | 4 | 8 | 62 | 9 | 62.9 |  | Gulley | No | 2 |  | 0
651 | 1187 | 4 | 8 | 62 | 10 | 62.1 |  | Stub/vent valve | No | 8 |  | 0
652 | 1188 | 4 | 8 | 62 | 11 | 62.11 |  | Floor drain | No | 2 |  | 0
653 | 1189 | 4 | 8 | 62 | 12 | 62.12 |  | Testing | Item | 1 |  | 0
654 | 1190 | 4 | 8 | 62 |  | 62 |  | WATER SUPPLY
655 | 1191 | 4 | 8 | 62 |  | 62 |  | Class 1 copper pipes are recommended for high quality installations
656 | 1192 | 4 | 8 | 62 | 13 | 62.13 |  | 22mm Pipes | m | 11 |  | 0
657 | 1193 | 4 | 8 | 62 | 14 | 62.14 |  | 22mm Pipes chased into brickwork including brown paper lagging | m | 23 |  | 0
658 | 1194 | 4 | 8 | 62 | 15 | 62.15 |  | Testing water pipe system | Item | 1 |  | 0
660 | 205 | 4 | 9 | 64 |  | 64 |  | SECTION NO. 4 BILL NO. 9
661 | 206 | 4 | 9 | 64 |  | 64 |  | GLAZING
662 | 1197 | 4 | 9 | 64 |  | 64 |  | Float glass
663 | 1198 | 4 | 9 | 64 |  | 64 |  | The term "float glass" is used for monolithic annealed glass
664 | 1199 | 4 | 9 | 64 |  | 64 |  | Laminated glass
665 | 1200 | 4 | 9 | 64 |  | 64 |  | GLAZING TO STEEL WITH PUTTY
666 | 1201 | 4 | 9 | 64 |  | 64 |  | Windows to be glazed to SANS min. standards - 6.4mm Low-E glass in panes smaller than 0.5m2 coated with monolithic glass All to comply with National building regulations see also glazing preambles for minimum standards.
667 | 1202 | 4 | 9 | 64 | 1 | 64.1 |  | Panes exceeding 0,1m"² and not exceeding 0,5m"² | m² | 6 |  | 0
668 | 1203 | 4 | 9 | 64 |  | 64 |  | TOPS, SHELVES, DOORS, MIRRORS, ETC
669 | 1204 | 4 | 9 | 64 |  | 64 |  | 4mm Silvered float glass copper backed mirrors with 10mm bevelled and polished edges, fixed with double sided adhesive tape and silicone
670 | 1205 | 4 | 9 | 64 | 2 | 64.2 |  | 450mm x 600mm High quality mirror complete with bevelled edges | No | 6 |  | 0
672 | 208 | 4 | 10 | 65 |  | 65 |  | SECTION NO. 4 BILL NO. 10
673 | 209 | 4 | 10 | 65 |  | 65 |  | PAINTWORK
674 | 1207 | 4 | 10 | 65 |  | 65 |  | PREPARATORY WORK TO EXISTING WORK
675 | 1208 | 4 | 10 | 65 |  | 65 |  | Previously painted plastered surfaces
676 | 1209 | 4 | 10 | 65 |  | 65 |  | Surfaces shall be thoroughly washed down and allowed to dry completely before any paint is applied. Blistered or peeling paint shall be completely removed and cracks shall be opened, filled with a suitable filler and finished smooth
677 | 1210 | 4 | 10 | 65 |  | 65 |  | Previously painted metal surfaces
678 | 1211 | 4 | 10 | 65 |  | 65 |  | Surfaces shall be thoroughly rubbed and cleaned down. Blistered or peeling paint shall be completely removed down to bare metal
679 | 1212 | 4 | 10 | 65 |  | 65 |  | Previously painted wood surfaces
680 | 1213 | 4 | 10 | 65 |  | 65 |  | Surfaces shall be thoroughly cleaned down. Blistered or peeling paint shall be completely removed and cracks and crevices shall be primed, filled with suitable filler and finished smooth
681 | 1214 | 4 | 10 | 65 |  | 65 |  | PAINT SPECIFICATIONS
682 | 1215 | 4 | 10 | 65 |  | 65 |  | All painting shall be done in accordance with "Dulux" specifications unless otherwise described
683 | 1216 | 4 | 10 | 65 |  | 65 |  | COLOURS
684 | 6088 | 4 | 10 | 65 |  | 65 |  | Unless otherwise described paintwork on ceilings shall be deemed to be in the "White" colour group and paintwork on all other components shall be deemed to be in the "Pastel" colour group in accordance with the Natural Colour System (NCS) adopted by the SA National Standards
685 | 1217 | 4 | 10 | 66 |  | 66 |  | PAINTWORK ETC TO NEW WORK
686 | 1218 | 4 | 10 | 66 |  | 66 |  | ON FLOATED PLASTER
687 | 1219 | 4 | 10 | 66 |  | 66 |  | Superior quality PVA acrylic paint (colour to be selected) to new interior cement plaster. One coat Primer and with two coats PVA
688 | 1220 | 4 | 10 | 66 | 1 | 66.1 |  | On internal walls | m² | 23 |  | 0
689 | 1221 | 4 | 10 | 66 | 2 | 66.2 |  | On external walls | m² | 20 |  | 0
690 | 1222 | 4 | 10 | 66 |  | 66 |  | ON PLASTER BOARD
691 | 1223 | 4 | 10 | 66 |  | 66 |  | Superior quality PVA acrylic paint (colour to be selected) to new gypsum ceilings. One coat Primer and finish with two coats Acrylic PVA
692 | 1224 | 4 | 10 | 66 | 3 | 66.3 |  | On ceilings | m² | 45 |  | 0
693 | 1225 | 4 | 10 | 66 | 4 | 66.4 |  | On cornice not exceeding 300mm girth | m | 28 |  | 0
694 | 1226 | 4 | 10 | 66 |  | 66 |  | ON FASCIA BOARD
695 | 1227 | 4 | 10 | 66 |  | 66 |  | Superior quality PVA acrylic paint (colour to be selected) to new Fascia Board. One coat Primer and finish with two coats Acrylic PVA
696 | 1228 | 4 | 10 | 66 | 5 | 66.5 |  | On fascia board | m² | 10 |  | 0
697 | 1229 | 4 | 10 | 66 |  | 66 |  | ON NUTEC CEILING
698 | 1230 | 4 | 10 | 66 |  | 66 |  | Superior quality PVA acrylic paint (colour to be selected) to new Nutec ceilings. One coat Primer and finish with two coats Acrylic PVA
699 | 1231 | 4 | 10 | 66 | 6 | 66.6 |  | On external ceiling | m² | 15 |  | 0
700 | 1232 | 4 | 10 | 66 |  | 66 |  | ON METAL
701 | 1233 | 4 | 10 | 66 |  | 66 |  | Contractors Gloss Enamel (colour to be selected) to new exterior galvanised steel. One coat Primer for Steel, undercoat with one coat Universal Undercoat and two coats Contractors Gloss Enamel
702 | 1234 | 4 | 10 | 66 | 7 | 66.7 |  | On door frames | m² | 2 |  | 0
703 | 1235 | 4 | 10 | 67 | 8 | 67.8 |  | On window frames | m² | 10 |  | 0
704 | 1236 | 4 | 10 | 67 | 9 | 67.9 |  | Gutters and downpipes | m | 12 |  | 0
705 | 1237 | 4 | 10 | 67 |  | 67 |  | Contractors Gloss Enamel (colour to be selected) to new interior galvanised steel. One coat Primer for Steel, undercoat with one coat Universal Undercoat and two coats Contractors Gloss Enamel
706 | 1238 | 4 | 10 | 67 | 10 | 67.1 |  | On doors | m² | 1 |  | 0
707 | 1239 | 4 | 10 | 67 | 11 | 67.11 |  | On door frames | m² | 1 |  | 0
708 | 1242 | 4 | 10 | 67 |  | 67 |  | ON WOOD
709 | 1243 | 4 | 10 | 67 |  | 67 |  | Contractors Gloss Enamel (colour to be selected) to new exterior galvanised steel. One coat Primer for Steel, undercoat with one coat Universal Undercoat and two coats Contractors Gloss Enamel
710 | 1244 | 4 | 10 | 67 | 12 | 67.12 |  | On doors | m² | 24 |  | 0
712 | 180 | 4 | 11 | 69 | 1 | 69.1 |  | Roof coverings, Claddings, etc | Page | 41
713 | 183 | 4 | 11 | 69 | 2 | 69.2 |  | Carpentry and Joinery | Page | 44
714 | 186 | 4 | 11 | 69 | 3 | 69.3 |  | Ceilings, Partitions and Access Flooring | Page | 47
715 | 189 | 4 | 11 | 69 | 4 | 69.4 |  | Floor coverings, Wall Linings, etc | Page | 48
716 | 192 | 4 | 11 | 69 | 5 | 69.5 |  | Ironmongery | Page | 51
717 | 195 | 4 | 11 | 69 | 6 | 69.6 |  | Plastering | Page | 54
718 | 198 | 4 | 11 | 69 | 7 | 69.7 |  | Tiling | Page | 57
719 | 201 | 4 | 11 | 69 | 8 | 69.8 |  | Plumbing & Drainage (Provisional) | Page | 63
720 | 204 | 4 | 11 | 69 | 9 | 69.9 |  | Glazing | Page | 64
721 | 207 | 4 | 11 | 69 | 10 | 69.1 |  | Paintwork | Page | 68
722 | 211 | 5 | 1 | 70 |  | 70 |  | SECTION NO. 5 BILL NO. 1
723 | 212 | 5 | 1 | 70 |  | 70 |  | EARTHWORKS (PROVISIONAL)
724 | 1247 | 5 | 1 | 70 |  | 70 |  | The following are typical examples of descriptions of "nature of ground" Nature of ground
725 | 1248 | 5 | 1 | 70 |  | 70 |  | The nature of the ground is assumed to be loose sandy material, therefore "earth", but possibly interspersed with "soft rock" or "hard rock" The nature of the ground is assumed to be gravel, therefore "earth", but possibly interspersed with "soft rock" or "hard rock
726 | 1249 | 5 | 1 | 70 |  | 70 |  | The nature of the ground is assumed to be silty clay with loose river boulders varying in size up to approximately 450mm diameter, all of which will be deemed as "earth", but possibly interspersed with "hard rock" Trial holes indicate that the nature of the ground is silty clay to a depth of approximately 500mm with fine to medium loose sandy material below, therefore "earth
727 | 1250 | 5 | 1 | 70 |  | 70 |  | A soils investigation has been carried out on the site by the engineer and the report is annexed to these bills of quantities. The soils report indicates that the ground varies between silty sand, reworked soil of mixed origin and residual shale, all of which will be deemed as "earth". All very hard unweathered shale, ironstone, etc, the removal of which necessitates the use of explosives or heavy duty hydraulic percussion hammers (peckers), will be classified as "hard rock
728 | 1251 | 5 | 1 | 70 |  | 70 |  | Carting away of excavated material
729 | 1252 | 5 | 1 | 70 |  | 70 |  | Descriptions of carting away of excavated material shall be deemed to include loading excavated material onto trucks directly from the excavations or, alternatively, from stock piles situated on the building site Filling and layer work materials
730 | 1253 | 5 | 1 | 71 |  | 71 |  | References such as "G1", "G2", etc and "C1", "C2", etc in descriptions of filling and layer work materials refer to corresponding references in the document "Guidelines for Road Construction Materials. TRH 14 : 1985" compiled by the Committee of State Road Authorities and the properties set out therein for each kind shall be applicable to the respective materials described hereinafter User note
731 | 1254 | 5 | 1 | 71 |  | 71 |  | When no information regarding density and other tests is available the following preamble in respect of testing may be inserted
732 | 1255 | 5 | 1 | 71 |  | 71 |  | Testing
733 | 1256 | 5 | 1 | 71 |  | 71 |  | Prices for filling are to include for all necessary density and other tests
734 | 1257 | 5 | 1 | 71 |  | 71 |  | Site clearance
735 | 1258 | 5 | 1 | 71 | 1 | 71.1 |  | Digging up and removing rubbish, debris, vegetation, hedges, shrubs, bush, etc and trees not exceeding 200mm girth | m² | 398 |  | 0
736 | 1259 | 5 | 1 | 71 |  | 71 |  | EXCAVATION, FILLING, ETC
737 | 1260 | 5 | 1 | 71 |  | 71 |  | Excavation in earth not exceeding 2m deep
738 | 1261 | 5 | 1 | 71 | 2 | 71.2 |  | Trenches & holes | m³ | 153 |  | 0
739 | 1262 | 5 | 1 | 71 |  | 71 |  | Extra over trench and hole excavations in earth for breaking up and removing
740 | 1263 | 5 | 1 | 71 | 3 | 71.3 |  | Soft rock | m³ | 8 |  | 0
741 | 1264 | 5 | 1 | 71 | 4 | 71.4 |  | Hard rock | m³ | 2 |  | 0
742 | 1265 | 5 | 1 | 71 |  | 71 |  | Extra over trench and hole excavations in earth for breaking up and removing
743 | 1266 | 5 | 1 | 71 | 5 | 71.5 |  | Brickwork | m³ | 1 |  | 0
744 | 1267 | 5 | 1 | 71 | 6 | 71.6 |  | Unreinforced concrete | m³ | 1 |  | 0
745 | 1268 | 5 | 1 | 71 | 7 | 71.7 |  | Reinforced concrete | m³ | 1 |  | 0
746 | 1269 | 5 | 1 | 72 |  | 72 |  | Extra over all excavations for carting away
747 | 1270 | 5 | 1 | 72 | 8 | 72.8 |  | Surplus material from excavations and/or stock piles on site to a dumping site to be located by the contractor | m³ | 43 |  | 0
748 | 1271 | 5 | 1 | 72 |  | 72 |  | Keeping excavations free of water
749 | 1272 | 5 | 1 | 72 | 9 | 72.9 |  | Keeping excavations free of water other than subterranean water | Item | 1 |  | 0
750 | 1273 | 5 | 1 | 72 |  | 72 |  | FILLING ETC
751 | 1274 | 5 | 1 | 72 |  | 72 |  | Earth filling obtained from the excavations, including haulage approximately 150m from perimeter of excavations (not compacted)
752 | 1275 | 5 | 1 | 72 | 10 | 72.1 |  | In prescribed stock piles on site to trenches and holes | m³ | 110 |  | 0
753 | 1276 | 5 | 1 | 72 |  | 72 |  | Earthflling of 150mm thick G7 natural gravel compacted to 95% Mod Asstho Density
754 | 1277 | 5 | 1 | 72 | 11 | 72.11 |  | Under surface beds in 150mm layer | m³ | 60 |  | 0
755 | 1278 | 5 | 1 | 72 |  | 72 |  | Compaction of surfaces
756 | 1279 | 5 | 1 | 72 | 12 | 72.12 |  | Compaction of natural or excavated ground surface under floors etc, including scarifying for a depth of 150mm, breaking down oversize material, adding suitable material where necessary and compacting to 95% Mod AASHTO density TESTS | m² | 398 |  | 0
757 | 1280 | 5 | 1 | 72 |  | 72 |  | Prescribed tests to determine degree of compaction or other properties of ground or filling
758 | 1281 | 5 | 1 | 72 | 13 | 72.13 |  | Modified AASHTO Density test | No | 1 |  | 0
759 | 1282 | 5 | 1 | 72 | 14 | 72.14 |  | Field Density test including "Optimum Moisture Content" test (four readings per test) | No | 1 |  | 0
761 | 214 | 5 | 2 | 74 |  | 74 |  | SECTION NO. 5 BILL NO. 2
762 | 215 | 5 | 2 | 74 |  | 74 |  | CONCRETE, FORMWORK AND REINFORCEMENT
763 | 1285 | 5 | 2 | 74 |  | 74 |  | Cost of tests
764 | 1286 | 5 | 2 | 74 |  | 74 |  | The costs of making, storing and testing of concrete test cubes as required under clause 7 "Tests" of SABS 1200 G shall include the cost of providing cube moulds necessary for the purpose, for testing costs and for submitting reports on the tests for approval. The testing shall be undertaken by an approved independent firm or institution nominated by the contractor (test cubes are measured separately)
765 | 1287 | 5 | 2 | 74 |  | 74 |  | Breeze concrete
766 | 1288 | 5 | 2 | 74 |  | 74 |  | Breeze concrete shall consist of twelve parts clean dry furnace ash, free from coal or other foreign matter, to one part cement (1:12); the ash graded up to particles which will pass a 16,5mm ring from a minimum which fails to pass a 4,75mm mesh. The finer materials from the screening are to be first mixed with the cement into a mortar and the ash added afterwards and thoroughly incorporated
767 | 1289 | 5 | 2 | 74 |  | 74 |  | Lightweight concrete
768 | 1290 | 5 | 2 | 74 |  | 74 |  | Lightweight concrete shall have a density of 600kg/m3 for the top 50mm and 400kg/m3 for the remaining thickness. The minimum thickness at outlets, channels, etc shall be 50mm
769 | 1291 | 5 | 2 | 74 |  | 74 |  | Formwork
770 | 1292 | 5 | 2 | 74 |  | 74 |  | Descriptions of formwork shall be deemed to include use and waste only (except where described as "left in" or "permanent"), for fitting together in the required forms, wedging, plumbing and fixing to true angles and surfaces as necessary to ensure easy release during stripping and for reconditioning as necessary before re-use
771 | 1293 | 5 | 2 | 75 |  | 75 |  | The vertical strutting shall be carried down to such construction as is sufficiently strong to afford the required support without damage and shall remain in position until the newly constructed work is able to support itself Formwork to soffits of solid slabs etc shall be deemed to be to slabs not exceeding 250mm thick unless otherwise described
772 | 1294 | 5 | 2 | 75 |  | 75 |  | Formwork to soffits of slabs, beams, etc shall be deemed to be propped up exceeding 1,5m and not exceeding 3,5m high unless otherwise described Formwork to sides of bases, pile caps, ground beams, etc will only be measured where it is prescribed by the engineer for design reasons. Formwork necessitated by irregularity or collapse of excavated faces will not be measured and the cost thereof shall be deemed to be included in the allowance for taking the risk of collapse of the sides of the excavations, provision for which is made in "Earthworks
773 | 1295 | 5 | 2 | 75 |  | 75 |  | UNREINFORCED CONCRETE CAST AGAINST EXCAVATED SURFACES
774 | 6115 | 5 | 2 | 75 |  | 75 |  | 15MPa/19mm concrete
775 | 1299 | 5 | 2 | 75 | 1 | 75.1 |  | Surface blinding under footings and bases | m³ | 9 |  | 0
776 | 6116 | 5 | 2 | 75 |  | 75 |  | REINFORCED CONCRETE CAST AGAINST EXCAVATED SURFACES
777 | 1296 | 5 | 2 | 75 |  | 75 |  | 25MPa/19mm concrete
778 | 1297 | 5 | 2 | 75 | 2 | 75.2 |  | Bases | m³ | 3 |  | 0
779 | 1300 | 5 | 2 | 75 | 3 | 75.3 |  | Strip footings | m³ | 16 |  | 0
780 | 1301 | 5 | 2 | 75 | 4 | 75.4 |  | Ramps / walkways | m³ | 3 |  | 0
781 | 1302 | 5 | 2 | 75 |  | 75 |  | REINFORCED CONCRETE CAST IN FORMWORK
782 | 1303 | 5 | 2 | 75 |  | 75 |  | 25MPa/19mm concrete
783 | 1304 | 5 | 2 | 75 | 5 | 75.5 |  | Surface beds on waterproofing (including thickinings) | m³ | 38 |  | 0
784 | 1305 | 5 | 2 | 75 | 6 | 75.6 |  | Ramps | m³ | 3 |  | 0
785 | 1306 | 5 | 2 | 76 | 7 | 76.7 |  | Slabs including beams and inverted beams | m³ | 4 |  | 0
786 | 1307 | 5 | 2 | 76 | 8 | 76.8 |  | Ring Beams or Isolated beams | m³ | 3 |  | 0
787 | 1308 | 5 | 2 | 76 |  | 76 |  | TEST CUBES
788 | 1309 | 5 | 2 | 76 | 9 | 76.9 |  | Making and testing 150 x 150 x 150mm concrete strength test cube (Provisional) | No | 16 |  | 0
789 | 1310 | 5 | 2 | 76 |  | 76 |  | Finishing top surfaces of concrete smooth with a steel trowel
790 | 1311 | 5 | 2 | 76 | 10 | 76.1 |  | Surface beds, slabs, etc to falls | m² | 84 |  | 0
791 | 1312 | 5 | 2 | 76 |  | 76 |  | Finishing top surfaces of concrete smooth with a wood float
792 | 1313 | 5 | 2 | 76 | 11 | 76.11 |  | Surface beds, slabs, etc to falls and currents | m² | 314 |  | 0
793 | 1314 | 5 | 2 | 76 |  | 76 |  | ROUGH FORMWORK (DEGREE OF ACCURACY II)
794 | 1315 | 5 | 2 | 76 |  | 76 |  | Rough formwork to sides
795 | 1316 | 5 | 2 | 76 | 12 | 76.12 |  | Edges, risers, ends and reveals not exceeding 300mm high or wide | m | 300 |  | 0
796 | 1317 | 5 | 2 | 76 |  | 76 |  | SMOOTH FORMWORK (DEGREE OF ACCURACY II)
797 | 1318 | 5 | 2 | 76 |  | 76 |  | Smooth formwork to sides and soffits
798 | 1319 | 5 | 2 | 76 | 13 | 76.13 |  | Beams propped up exceeding 1.5m and not exceeding 3m high including section propped on sloping surfaces | m² | 32 |  | 0
799 | 1320 | 5 | 2 | 76 | 14 | 76.14 |  | Edges, risers, ends and reveals not exceeding 300mm high or wide | m² | 198 |  | 0
800 | 1321 | 5 | 2 | 76 |  | 76 |  | PERMANENT FORMWORK
801 | 1322 | 5 | 2 | 76 | 15 | 76.15 |  | Specilaist permanent BondLoc formwork to soffit of slabs | m² | 33 |  | 0
802 | 1324 | 5 | 2 | 77 |  | 77 |  | MOVEMENT JOINTS ETC
803 | 1325 | 5 | 2 | 77 |  | 77 |  | Expansion joints with 10mm softboard and sealant between vertical concrete and brick surfaces
804 | 1326 | 5 | 2 | 77 | 16 | 77.16 |  | Not exceeding 300mm high to edges of surface beds | m | 520 |  | 0
805 | 1327 | 5 | 2 | 77 |  | 77 |  | Expansion joints with between vertical concrete surfaces, including necessary formwork
806 | 1328 | 5 | 2 | 77 | 17 | 77.17 |  | 3x35mm Saw-cut joints in top of concrete includng 8xream and 10mm backing cord with 8 x 13mm sealant (exposed slabs) | m | 101 |  | 0
807 | 1329 | 5 | 2 | 77 | 18 | 77.18 |  | 3 x 40mm Saw-cut joints in top of concrete | m | 105 |  | 0
808 | 1330 | 5 | 2 | 77 |  | 77 |  | Horizontal construction joints through concrete including thick cement slurry to one face
809 | 1331 | 5 | 2 | 77 | 19 | 77.19 |  | Surface beds not exceeding 300mmm thick as per engineers details | m | 318 |  | 0
810 | 1332 | 5 | 2 | 77 |  | 77 |  | REINFORCEMENT
811 | 1333 | 5 | 2 | 77 |  | 77 |  | Mild steel reinforcement to structural concrete work
812 | 1334 | 5 | 2 | 77 | 20 | 77.2 |  | Y10mm Diameter bars | t | 1 |  | 0
813 | 1335 | 5 | 2 | 77 | 21 | 77.21 |  | Y8mm Diameter bars | t | 1 |  | 0
814 | 1336 | 5 | 2 | 77 |  | 77 |  | High tensile steel dowel bars
815 | 1337 | 5 | 2 | 77 | 22 | 77.22 |  | 10mm Diameter dowel bar 400mm long with one end embedded 200mm deep in side of concrete and other end cast in new concrete, including filling with ABE epidermix or similar approved | No | 276 |  | 0
816 | 1338 | 5 | 2 | 77 |  | 77 |  | Fabric reinforcement
817 | 1339 | 5 | 2 | 77 | 23 | 77.23 |  | Type 193 fabric reinforcement in concrete surface beds etc | m² | 398 |  | 0
819 | 217 | 5 | 3 | 79 |  | 79 |  | SECTION NO. 5 BILL NO. 3
820 | 218 | 5 | 3 | 79 |  | 79 |  | MASONRY
821 | 1342 | 5 | 3 | 79 |  | 79 |  | BRICKWORK
822 | 1343 | 5 | 3 | 79 |  | 79 |  | Sizes in descriptions
823 | 1344 | 5 | 3 | 79 |  | 79 |  | Where sizes in descriptions are given in brick units, "one brick" shall represent the length and "half brick" the width of a brick
824 | 1345 | 5 | 3 | 79 |  | 79 |  | Walls in two skins described as "bagged and sealed" shall be deemed to include having the outer face of the inner skin bagged with 1:6 cement and sand mixture and sealed with two coats bitumen emulsion waterproofing coating
825 | 1346 | 5 | 3 | 79 |  | 79 |  | Face bricks
826 | 1347 | 5 | 3 | 79 |  | 79 |  | Bricks shall be ordered timeously to obtain uniformity in size and colour Pointing
827 | 1348 | 5 | 3 | 79 |  | 79 |  | Descriptions of recessed pointing to fair face brickwork and face brickwork shall be deemed to include square recessed, hollow recessed, weathered pointing, etc
828 | 1349 | 5 | 3 | 79 |  | 79 |  | BLOCKWORK
829 | 1350 | 5 | 3 | 79 |  | 79 |  | Concrete masonry units
830 | 1351 | 5 | 3 | 79 |  | 79 |  | Blocks are to be either solid or hollow modular dense concrete masonry units having a compressive strength of 7MPa
831 | 1352 | 5 | 3 | 80 |  | 80 |  | Wall ties for blockwork
832 | 1353 | 5 | 3 | 80 |  | 80 |  | Wall ties shall be polypropylene ties complying with BS 76377. Ties for hollow walls shall be of sufficient length to allow not less than 75mm of each end to be built into the blockwork. Ties are to be spaced at intervals of not more than 1m in the horizontal direction and not more than 400mm staggered in the vertical direction except at openings, vertical joints or ends of walls where they are to be placed vertically above each other Blockwork
833 | 1354 | 5 | 3 | 80 |  | 80 |  | Blockwork shall comply with SANS 10145 "Concrete Masonry Construction" Surfaces to be plastered shall have joints raked out to a depth of at least 10mm to provide a key. Cavities of hollow walls shall be kept free of mortar droppings or other undesirable matter. Every second perpend of the bottom course of the external skin of hollow walls shall be left open as a weep hole Standard complementary blocks
834 | 1355 | 5 | 3 | 80 |  | 80 |  | Descriptions of blockwork shall be deemed to include standard complementary blocks such as corner, three-quarter, half and quarter blocks required in the construction of corners, reveals, jambs, ends, etc to solid and hollow walls and for bonding as necessary
835 | 1356 | 5 | 3 | 80 |  | 80 |  | DECORATIVE BLOCKS
836 | 1357 | 5 | 3 | 80 |  | 80 |  | Blocks shall be of approved manufacture, sound, well burnt or cured and uniform and true in size, shape and colour
837 | 1358 | 5 | 3 | 80 |  | 80 |  | BRICKWORK
838 | 6140 | 5 | 3 | 80 |  | 80 |  | Description of brickwork is measured inclusive of all reinforcement, mortar, ties, mortar fillet and closing of cavities and rates should be inclusive of such
839 | 1359 | 5 | 3 | 80 |  | 80 |  | FOUNDATIONS (PROVISIONAL)
840 | 1360 | 5 | 3 | 80 | 1 | 80.1 |  | 300mm Hollow walls of two half brick skins | m² | 179 |  | 0
841 | 1361 | 5 | 3 | 80 | 2 | 80.2 |  | 330 x 330mm Brick square brick piers in foundations at 680mm high | No | 13 |  | 0
842 | 1362 | 5 | 3 | 81 |  | 81 |  | SUPERSTRUCTURE
843 | 1363 | 5 | 3 | 81 |  | 81 |  | Brickwork of NFP bricks in class II mortar in load bearing walls
844 | 1364 | 5 | 3 | 81 | 3 | 81.3 |  | Half brick walls | m² | 186 |  | 0
845 | 1365 | 5 | 3 | 81 | 4 | 81.4 |  | Half brick walls in beamfilling | m² | 10 |  | 0
846 | 1366 | 5 | 3 | 81 | 5 | 81.5 |  | One brick walls | m² | 472 |  | 0
847 | 1367 | 5 | 3 | 81 | 6 | 81.6 |  | 330 x 330mm Brick square brick piers in height 3.34m | No | 13 |  | 0
848 | 1368 | 5 | 3 | 81 |  | 81 |  | Steel bar reinforcement
849 | 1369 | 5 | 3 | 81 | 7 | 81.7 |  | 8mm Diameter mild steel bars built in horizontally | t | 2 |  | 0
850 | 1370 | 5 | 3 | 81 | 8 | 81.8 |  | 8mm Diameter high tensile steel bars built in horizontally | t | 1 |  | 0
851 | 1371 | 5 | 3 | 81 |  | 81 |  | Prestressed fabricated concrete lintels including necessary temporary supports
852 | 1372 | 5 | 3 | 81 | 9 | 81.9 |  | 75 x 110mm Lintels in lengths not exceeding 3m | m | 10 |  | 0
853 | 1373 | 5 | 3 | 81 | 10 | 81.1 |  | 75 x 220mm Lintels in lengths exceeding 3m and not exceeding 4,5m | m | 10 |  | 0
854 | 1374 | 5 | 3 | 81 | 11 | 81.11 |  | 220 x 110mm Lintels in lengths exceeding 4,5m and not exceeding 6m | m | 10 |  | 0
855 | 1375 | 5 | 3 | 81 |  | 81 |  | Turning pieces to lintels etc
856 | 1376 | 5 | 3 | 81 | 12 | 81.12 |  | 220mm Wide turning pieces | m | 250 |  | 0
857 | 1377 | 5 | 3 | 81 |  | 81 |  | Air bricks etc
858 | 1378 | 5 | 3 | 81 | 13 | 81.13 |  | 229 x 152mm Terracotta vermin proof air brick | No | 4 |  | 0
859 | 1379 | 5 | 3 | 81 |  | 81 |  | FACE BRICKWORK
860 | 1380 | 5 | 3 | 81 |  | 81 |  | Sapphire Imperial FBS clay face brick, jointed in Class II mortar and pointed with flush vertical and flush horizontal joints
861 | 1381 | 5 | 3 | 81 | 14 | 81.14 |  | Extra over brickwork for face brickwork for one side of one brick wall | m² | 323 |  | 0
862 | 1382 | 5 | 3 | 82 | 15 | 82.15 |  | Extra over brickwork for face brickwork for one side of one brick wall internally up to 900mm high above FFL | m² | 82 |  | 0
863 | 1383 | 5 | 3 | 82 | 16 | 82.16 |  | Extra over brickwork for facebrickwork for 330mm x 330mm brick column @ 3.34m high | No | 13 |  | 0
864 | 1384 | 5 | 3 | 82 | 17 | 82.17 |  | Extra over face brickwork both sides of one brick wall | m² | 56 |  | 0
865 | 1385 | 5 | 3 | 82 |  | 82 |  | Brick-on-edge header course copings, sills, lintels, etc of "Saphire Imperial FBS Clay" face bricks, pointed with flush recessed joints on all exposed faces
866 | 1386 | 5 | 3 | 82 | 18 | 82.18 |  | 220mm Copings on top of one brick walls | m | 40 |  | 0
867 | 1387 | 5 | 3 | 82 | 19 | 82.19 |  | Facebrick lintels over windows and doors | m | 10 |  | 0
868 | 1388 | 5 | 3 | 82 |  | 82 |  | WINDOW SILLS
869 | 1389 | 5 | 3 | 82 |  | 82 |  | Facebrick to as per above spec
870 | 1390 | 5 | 3 | 82 | 20 | 82.2 |  | 110mm Facebrick window sills flat and slightly projecting | m | 235 |  | 0
872 | 220 | 5 | 4 | 84 |  | 84 |  | SECTION NO. 5 BILL NO. 4
873 | 221 | 5 | 4 | 84 |  | 84 |  | WATERPROOFING
874 | 1393 | 5 | 4 | 84 |  | 84 |  | Waterproofing
875 | 1394 | 5 | 4 | 84 |  | 84 |  | Waterproofing of roofs, basements, etc shall be laid under a ten year guarantee. Waterproofing to roofs shall be laid to even falls to outlets etc with necessary ridges, hips and valleys. Descriptions of sheet or membrane waterproofing shall be deemed to include additional labour to turn-ups and turn-downs
876 | 1395 | 5 | 4 | 84 |  | 84 |  | DAMPPROOFING OF WALLS AND FLOORS
877 | 1396 | 5 | 4 | 84 |  | 84 |  | One layer 375 micron embossed polyethylene dampproof course (SANS 952-1985 type B)
878 | 1397 | 5 | 4 | 84 | 1 | 84.1 |  | In walls | m² | 28 |  | 0
879 | 1398 | 5 | 4 | 84 |  | 84 |  | One layer 250 micron green polyethylene waterproof sheeting SANS 952-1985 type C sealed at laps with PVC self-adhesive tape
880 | 1399 | 5 | 4 | 84 | 2 | 84.2 |  | Under surface beds | m² | 398 |  | 0
881 | 1400 | 5 | 4 | 84 | 3 | 84.3 |  | Vertically between walls | m² | 10 |  | 0
882 | 1401 | 5 | 4 | 84 |  | 84 |  | Mastic or silicone sealing compound including backing cord, bond breaker, primer, etc
883 | 1402 | 5 | 4 | 84 | 4 | 84.4 |  | 6 x 10mm In saw cut joints in floors | m | 98 |  | 0
885 | 223 | 5 | 5 | 85 |  | 85 |  | SECTION NO. 5 BILL NO. 5
886 | 224 | 5 | 5 | 85 |  | 85 |  | ROOF COVERINGS, CLADDINGS, ETC.
887 | 1404 | 5 | 5 | 85 |  | 85 |  | PROFILED METAL SHEETING AND ACCESSORIES
888 | 1405 | 5 | 5 | 85 |  | 85 |  | 0.6mm Colomate finished galvanised metal IBR roof Sheeting @ 15 degrees pitch laid on instulation fixed to timber purlins and trusses
889 | 1406 | 5 | 5 | 85 | 1 | 85.1 |  | Roof covering with pitches not exceeding 25 degrees | m² | 459 |  | 0
890 | 1407 | 5 | 5 | 85 | 2 | 85.2 |  | Side cladding not exceeding 250mm high | m² | 17 |  | 0
891 | 1408 | 5 | 5 | 85 | 3 | 85.3 |  | gable end side cladding not exceeding 250mm | m² | 9 |  | 0
892 | 1409 | 5 | 5 | 85 | 4 | 85.4 |  | Ridge or Valley flashing | m | 55 |  | 0
893 | 1410 | 5 | 5 | 85 | 5 | 85.5 |  | Ridge Closer | m | 55 |  | 0
894 | 1411 | 5 | 5 | 85 |  | 85 |  | ROOF AND WALL INSULATION
895 | 1412 | 5 | 5 | 85 |  | 85 |  | Multi-layered reinforced double-sided aluminium foil sheeting in accordance with SANS 1381-4 with a mass of not less than 293g/m×"½ and a Class I fire rating in accordance with SANS 0177-3
896 | 1413 | 5 | 5 | 85 | 6 | 85.6 |  | 135mm Lightweight non combustible fibre glass Insulation blanket laid taut over purlins at approximately 750mm centres and fixed concurrent with roof covering with stapled longitudinal flap joints, including fixing at top and bottom edges to purlins with and including hoop iron straps | m² | 310 |  | 0
897 | 1414 | 5 | 5 | 85 | 7 | 85.7 |  | 25mm Underfloor insulation | m² | 310 |  | 0
899 | 226 | 5 | 6 | 86 |  | 86 |  | SECTION NO. 5 BILL NO. 6
900 | 227 | 5 | 6 | 86 |  | 86 |  | CARPENTRY & JOINERY
901 | 1417 | 5 | 6 | 86 |  | 86 |  | Fixing
902 | 1418 | 5 | 6 | 86 |  | 86 |  | Items described as "nailed" shall be deemed to be fixed with hardened steel nails or pins, or to be shot-pinned, to brickwork or concrete
903 | 1419 | 5 | 6 | 86 |  | 86 |  | Items described as "plugged" shall be deemed to include screwing to fibre, plastic or metal plugs at not exceeding 500mm centres, and where described as "bolted", the bolts have been given elsewhere
904 | 1420 | 5 | 6 | 86 |  | 86 |  | Decorative thermosetting plastic laminate covering
905 | 1421 | 5 | 6 | 86 |  | 86 |  | Laminate covering shall be glued under pressure and edge strips of same shall be butt jointed at junctions with adjacent similar finish
906 | 1422 | 5 | 6 | 86 |  | 86 |  | SUPPLEMENTARY PREAMBLES
907 | 1423 | 5 | 6 | 86 |  | 86 |  | Trusses are at maximum 750mm centres
908 | 1424 | 5 | 6 | 86 |  | 86 |  | 0.6mm Colomate finished galvanised metal IBR roof Sheeting @ 15 degrees pitch laid on insulation fixed to timber purlins and trusses Roof covering is type on purlins
909 | 1425 | 5 | 6 | 86 |  | 86 |  | Ceiling is 6mm sheeting edge flush plastered on 38 x 38mm brandering
910 | 1426 | 5 | 6 | 86 |  | 86 |  | References given in descriptions refer to the respective types of trusses detailed on the architect's/engineer's drawings numbered C100 RevA annexed to these bills of quantities accompanying these bills of quantities for tender purposes Dimensions in descriptions of trusses are nominal and actual measurements are to be obtained from the architect/engineer and/or taken on site before design or fabrication commences
911 | 1427 | 5 | 6 | 87 |  | 87 |  | Sawn softwood grade S5/S7
912 | 6147 | 5 | 6 | 87 | 1 | 87.1 |  | Roof construction to double pitched roof with two hipped ends, 398m2 overall on plan x 1.893mm high overall, including trusses, jack rafters, permanent bracing and 76 x 50mm battens at 750mm 38 x 38mm purlins centres for roof covering (wall plates elsewhere) complete and signed of by engineer | No | 1 |  | 0
913 | 1429 | 5 | 6 | 87 | 2 | 87.2 |  | Wall plates | m | 87 |  | 0
914 | 1430 | 5 | 6 | 87 |  | 87 |  | SKIRTINGS
915 | 1431 | 5 | 6 | 87 |  | 87 |  | Timber Skirting, size 18 x 100mm plugged and screwed to wall surface.
916 | 1432 | 5 | 6 | 87 | 3 | 87.3 |  | 18mm x 100mm High skirtings | m | 221 |  | 0
917 | 1433 | 5 | 6 | 87 |  | 87 |  | EAVES, VERGES, ETC
918 | 1434 | 5 | 6 | 87 |  | 87 |  | Sawn softwood
919 | 1435 | 5 | 6 | 87 | 4 | 87.4 |  | 78 x 78mm Branders | m | 560 |  | 0
920 | 1436 | 5 | 6 | 87 | 5 | 87.5 |  | 250 x 20mm Barge boards | m | 34 |  | 0
921 | 1437 | 5 | 6 | 87 | 6 | 87.6 |  | 250 x 20mm Fascias | m | 68 |  | 0
922 | 1438 | 5 | 6 | 87 |  | 87 |  | TIMBER DOORS, WINDOWS, ETC
923 | 1439 | 5 | 6 | 87 |  | 87 |  | Fire doors
924 | 1440 | 5 | 6 | 87 |  | 87 |  | Fire doors are to be in accordance with SANS 1253
925 | 1441 | 5 | 6 | 87 |  | 87 |  | DOORS ETC
926 | 1442 | 5 | 6 | 87 | 7 | 87.7 |  | 813 x 2032 x 40mm Solid core flush masonite panel door | No | 15 |  | 0
927 | 1443 | 5 | 6 | 87 | 8 | 87.8 |  | 762 x 2032 x 40mm Solid core flush masonite panel door | No | 1 |  | 0
928 | 1444 | 5 | 6 | 87 | 9 | 87.9 |  | Double leaf small pane steel french doors (Code: DDA), overall size 1511 x 2134mm high | No | 2 |  | 0
929 | 1445 | 5 | 6 | 88 |  | 88 |  | WINDOWS
930 | 1446 | 5 | 6 | 88 |  | 88 |  | Standard hardboard
931 | 1447 | 5 | 6 | 88 | 10 | 88.1 |  | 10mm Duct covers in 500mm widths, fixed at 250mm centres along edges with chromium plated dome headed screws in cup washers | m² | 27 |  | 0
932 | 1448 | 5 | 6 | 88 |  | 88 |  | JOINERY SUNDRIES
933 | 1449 | 5 | 6 | 88 |  | 88 |  | Wrought Meranti or simialr
934 | 1450 | 5 | 6 | 88 | 11 | 88.11 |  | Standard 20mm Pinning or notice board 1500 x 1500mm high glued to backboard fixed with timber 38 x 38mm Grounds, glued too plastered walls | No | 2 |  | 0
935 | 1451 | 5 | 6 | 88 |  | 88 |  | White boards
936 | 1452 | 5 | 6 | 88 | 12 | 88.12 |  | Classroom white boards boards not exceeding 8m2 with 38 x38mm Grounds, full size magnetic porcelain with anodized trim and including tray and tackable map rail, fixed to plastered walls | No | 1 |  | 0
937 | 1453 | 5 | 6 | 88 |  | 88 |  | Fire extuinguisher boards
938 | 1454 | 5 | 6 | 88 | 13 | 88.13 |  | 20mm Backboards for 4,5kg fire extinguishers plugged to wall | No | 2 |  | 0
939 | 1455 | 5 | 6 | 88 |  | 88 |  | CUPBOARDS AND COUNTER TOP JOINERY TO KITCHENS, BEDROOMS, TOPS ETC
940 | 1456 | 5 | 6 | 88 |  | 88 |  | Cupboards and shelving etc. Refer to Sediko - Sheet - DBSA-JBT-S1-ARCH-DWG100_New Admin - Plan & Sections
941 | 1457 | 5 | 6 | 88 | 14 | 88.14 |  | Wall cupboard built into opening for DB 0.931 x 2.100mm high with frame and hinged door | No | 1 |  | 0
942 | 1458 | 5 | 6 | 88 | 15 | 88.15 |  | Slatted shelving, seats, etc of 25 x 350 mm deep slats at 50mm centres | No | 1 |  | 0
943 | 1459 | 5 | 6 | 88 | 16 | 88.16 |  | Slatted seats, etc of 35 x 450mm deep slats at 45mm centres, screwed to steel framing including holes | No | 1 |  | 0
944 | 1460 | 5 | 6 | 89 |  | 89 |  | Counter Tops Refer to Sediko - Sheet - DBSA-JBT-S1-ARCH-DWG100_New Admin - Plan & Sections
945 | 1461 | 5 | 6 | 89 | 17 | 89.17 |  | Solid worktop counter fixed to wall with brackets or similar including holes | No | 1 |  | 0
946 | 1462 | 5 | 6 | 89 | 18 | 89.18 |  | Counter top as per design detail of maximum depth 600mm and minumum 30mm thickness, fitted to wall on brakcets - as per architecture details | No | 1 |  | 0
947 | 1463 | 5 | 6 | 89 | 19 | 89.19 |  | Kitchen counter unit as per design detail drawing, including granite counter top cupboard, shelves, cut outs etc. complete | No | 1 |  | 0
949 | 229 | 5 | 7 | 91 |  | 91 |  | SECTION NO. 5 BILL NO. 7
950 | 230 | 5 | 7 | 91 |  | 91 |  | CEILINGS, PARTITIONS AND ACCESS FLOORING
951 | 1465 | 5 | 7 | 91 |  | 91 |  | Fixing
952 | 1466 | 5 | 7 | 91 |  | 91 |  | Items described as "nailed" shall be deemed to be fixed with hardened steel nails or pins, or to be shot-pinned, to brickwork or concrete
953 | 1467 | 5 | 7 | 91 |  | 91 |  | Items described as "plugged" shall be deemed to include screwing to fibre, plastic or metal plugs at not exceeding 500mm centres, and where described as "bolted", the bolts have been given elsewhere
954 | 1468 | 5 | 7 | 91 |  | 91 |  | Ceilings
955 | 1469 | 5 | 7 | 91 |  | 91 |  | Unless otherwise described ceilings shall be deemed to be horizontal
956 | 1470 | 5 | 7 | 91 |  | 91 |  | Bulkheads
957 | 1471 | 5 | 7 | 91 |  | 91 |  | Unless otherwise described bulkheads shall be deemed to be horizontal along the length
958 | 1472 | 5 | 7 | 91 |  | 91 |  | Steel components
959 | 1473 | 5 | 7 | 91 |  | 91 |  | All steel components for ceilings, partitions, etc are to be galvanised in accordance with SANS 121
960 | 1474 | 5 | 7 | 91 |  | 91 |  | NAILED-UP CEILINGS
961 | 1475 | 5 | 7 | 91 |  | 91 |  | Installation of RhinoBoard 6.4mm including 38 x 38mm SA Pine brandering at 400mm centres in one direction, ceiling screws at 150mm c/c to timber at max 400mm c/c to tie beam. Including concealed grid with staggered joints, M strips and spot screw heards. Plus Isover 115mm thick Aerolite thermal ceiling insulation
962 | 1476 | 5 | 7 | 91 | 1 | 91.1 |  | Ceilings nailed-up not exceeding 1m below roof trusses | m² | 262 |  | 0
963 | 1477 | 5 | 7 | 92 |  | 92 |  | Installation of RhinoBoard 6.4mm including 38 x 38mm SA Pine brandering at 400mm centres in one direction, ceiling screws at 150mm c/c to timber at max 400mm c/c to tie beam. Including concealed grid with staggered joints, M strips and spot screw heards. Plus Isover 115mm thick Aerolite thermal ceiling insulation. Timber brandering shall be suitably fixed to the tie beam/joist.
964 | 1478 | 5 | 7 | 92 | 2 | 92.2 |  | External nailed-up ceiling | m² | 70 |  | 0
965 | 1479 | 5 | 7 | 92 |  | 92 |  | Cornice, perimeter trims, etc to ceiling
966 | 1480 | 5 | 7 | 92 |  | 92 |  | Gypsum cornice, 75 x 75mm high
967 | 1481 | 5 | 7 | 92 | 3 | 92.3 |  | Cornice | m | 266 |  | 0
968 | 1482 | 5 | 7 | 92 |  | 92 |  | PARTITIONS
969 | 1483 | 5 | 7 | 92 |  | 92 |  | Partition System comprising 16mm thick particle board panels, laminated both sides with Melamine, edged all round with 22 x 22mm lipped channel and fixed into position by means of full height vertical aluminium receiving channels plugged to walls and fixed to pilasters. Partitions are to be supported by a continuous 25 x 25mm aluminium transom section over doors and supplied with standard ironmongery comprising indicator bolts, hat and coat hooks, doors stops, toilet roll holders and rubber buffers. All exposed aluminium sections are to be natural anodised
970 | 1484 | 5 | 7 | 92 | 4 | 92.4 |  | Partitions 2000mm high | m | 6 |  | 0
971 | 1485 | 5 | 7 | 92 | 5 | 92.5 |  | Extra over partions for T junctions | No | 2 |  | 0
972 | 1486 | 5 | 7 | 92 | 6 | 92.6 |  | Extra over partions for vertical abutments | No | 4 |  | 0
973 | 1487 | 5 | 7 | 92 | 7 | 92.7 |  | Extra over partion for partition door 762 x 1762mm high framed including standard ironmongery | No | 4 |  | 0
975 | 232 | 5 | 8 | 94 |  | 94 |  | SECTION NO. 5 BILL NO. 8
976 | 233 | 5 | 8 | 94 |  | 94 |  | FLOOR COVERINGS, WALL LININGS, ETC.
977 | 1489 | 5 | 8 | 94 |  | 94 |  | Fixing
978 | 1490 | 5 | 8 | 94 |  | 94 |  | Floor coverings, wall linings, etc shall, where applicable, be fixed with adhesive as recommended by the manufacturers of the flooring, linings, etc FLOOR COVERINGS
979 | 1491 | 5 | 8 | 94 |  | 94 |  | Fully flexible vinyl floor tiles, size 300 x 300 x 2.5mm thick, manufactured in accordance with SANS 786:2000, laid in adhesive spread with a trowel using Leveller when required and rolled with 68kg three section metal roller on completion.
980 | 1492 | 5 | 8 | 94 | 1 | 94.1 |  | On new screeded floors | m² | 271 |  | 0
981 | 1493 | 5 | 8 | 94 |  | 94 |  | Fully flexible vinyl floor tiles, 2.5mm thick, manufactured in accordance with SANS 786:2000, laid in adhesive spread with a trowel using Leveller when required and rolled with 68kg three section metal roller on completion.
982 | 1494 | 5 | 8 | 94 | 2 | 94.2 |  | 100mm High skirting | m | 58 |  | 0
984 | 235 | 5 | 9 | 95 |  | 95 |  | SECTION NO. 5 BILL NO. 9
985 | 236 | 5 | 9 | 95 |  | 95 |  | IRONMONGERY
986 | 1497 | 5 | 9 | 95 |  | 95 |  | Proprietary items
987 | 1498 | 5 | 9 | 95 |  | 95 |  | Where applicable the manufacturers' names or product catalogue titles are given in sub-headings preceding the items Prices are to be based on the specific products/articles specified. If tenderers wish to offer alternative products/articles for certain items, these items are to be clearly marked and the alternative specification given with supporting brochures etc clarifying the features of the products/articles offered On request returnable samples are to be provided to the principal agent for consideration
988 | 6105 | 5 | 9 | 95 |  | 95 |  | HINGES, BOLTS, ETC
989 | 1499 | 5 | 9 | 95 |  | 95 |  | Manufactured by Dorma or equally approved
990 | 1500 | 5 | 9 | 95 | 1 | 95.1 |  | Stainless Steel floor mounted door stop size 24 x 45mm, 2 x two ball bearing butt hinge with Stainless Steel finish. 4 Lever lockset with Satin Chrome handle finish including powder coated 4 lever lock with Zinc backplate. | No | 6 |  | 0
991 | 1501 | 5 | 9 | 95 | 2 | 95.2 |  | Stainless Steel floor mounted door stop size 24 x 45mm, 2 x two ball bearing butt hinge with Stainless Steel finish. 4 Lever lockset with Satin Chrome handle finish including powder coated 4 lever lock with Zinc backplate. | No | 9 |  | 0
992 | 1502 | 5 | 9 | 95 | 3 | 95.3 |  | Stainless Steel floor mounted door stop, size 24 x 45mm, 4 x two ball bearing butt hinge with Stainless Steel finish. 4 Lever lockset with Satin Chrome handle finish including powder coated 4 lever lock with Zinc backplate. | No | 2 |  | 0
993 | 1503 | 5 | 9 | 96 |  | 96 |  | PUSH PLATES AND KICK PLATES
994 | 1504 | 5 | 9 | 96 |  | 96 |  | 4mm Thick anodised aluminium plates countersunk screwed along edges at not exceeding 200mm centres
995 | 1505 | 5 | 9 | 96 | 4 | 96.4 |  | 813 x 250mm Kick plate | No | 9 |  | 0
996 | 1506 | 5 | 9 | 96 |  | 96 |  | DOOR CLOSERS
997 | 1507 | 5 | 9 | 96 |  | 96 |  | Manufactured by "Dorma
998 | 1508 | 5 | 9 | 96 | 5 | 96.5 |  | Door closer | No | 3 |  | 0
999 | 1509 | 5 | 9 | 96 |  | 96 |  | BATHROOM FITTINGS
1000 | 1510 | 5 | 9 | 96 |  | 96 |  | Manufactured by Dorma
1001 | 1511 | 5 | 9 | 96 | 6 | 96.6 |  | San 002 - PARAPLEGIC LEFT HAND DOG RAIL Standard 300 x 300 X300 x 80mm Projecting dog leg side rail as by Stainless Steel Design | No | 1 |  | 0
1002 | 1512 | 5 | 9 | 96 | 7 | 96.7 |  | San 004 - PARAPLEGIC BACK GRAB RAIL Standard 800 long x 150mm projecting straight disabled rail as by stainless steel design. | No | 1 |  | 0
1003 | 1513 | 5 | 9 | 96 | 8 | 96.8 |  | San 009 - WASTE BIN Waste container - 1,25mm thick 18/10 satin stainless steel perforated waste containers, size 380x410x205mm deep, with 180 degree radius front and perforated facia pattern, waste bin capacity of 23 litres, with lock, plugged and screwed to the wall with stainless steel screws | No | 7 |  | 0
1004 | 1514 | 5 | 9 | 96 | 9 | 96.9 |  | San 010 - ROBE HOOK - chrome plated robe hook size 89 x 57mm wide, plugged and screwed to wall | No | 7 |  | 0
1005 | 1515 | 5 | 9 | 96 |  | 96 |  | STEEL LOCKERS
1006 | 1516 | 5 | 9 | 96 |  | 96 |  | Steel lockers with standard baked enamel finish
1007 | 1517 | 5 | 9 | 96 | 10 | 96.1 |  | Set of steel lockers as per architectural details and design | No | 1 |  | 0
1009 | 238 | 5 | 10 | 98 |  | 98 |  | SECTION NO. 5 BILL NO. 10
1010 | 239 | 5 | 10 | 98 |  | 98 |  | METALWORK
1011 | 1520 | 5 | 10 | 98 |  | 98 |  | Descriptions of bolts, anchors, etc
1012 | 1521 | 5 | 10 | 98 |  | 98 |  | Descriptions of bolts shall be deemed to include nuts and washers
1013 | 1522 | 5 | 10 | 98 |  | 98 |  | Descriptions of expansion anchors and bolts and chemical anchors and bolts shall be deemed to include nuts, washers and mortices in brickwork or concrete
1014 | 1523 | 5 | 10 | 98 |  | 98 |  | Items described as "holed for bolt(s)" shall be deemed to exclude the bolts unless otherwise described
1015 | 1524 | 5 | 10 | 98 |  | 98 |  | Items described as "plugged" shall be deemed to include screwing to fibre, plastic or metal plugs at not exceeding 600mm centres
1016 | 1525 | 5 | 10 | 98 |  | 98 |  | Aluminium doors, windows, etc
1017 | 1526 | 5 | 10 | 98 |  | 98 |  | Doors and windows shall comply with AAAMSA design criteria Glazing shall comply with SAGGA regulations. Glass thickness shall comply with SAGGA regulations irrespective of thicknesses shown on the schedules/drawings Doors and windows shall be supplied with protective tape and plastic and shall be removed only once surrounding trades have been completed For purpose made windows and doors, refer to drawings annexed to these bills of quantities
1018 | 1527 | 5 | 10 | 98 |  | 98 |  | The following certificates shall be provided prior to commencement of site work:1 A copy of the relevant AAAMSA Performance Test Certificate from the manufacturer/contractor supplying the architectural aluminium product 2 A Certificate of Conformance confirming that anodising or powder coating has been processed in accordance with SANS 999 and SANS 1796 respectively
1019 | 1528 | 5 | 10 | 99 |  | 99 |  | A powder guarantee of not less than 15 years issued by the powder manufacturer. The specific conditions contained in this guarantee shall form part of the powder coating process 4 A Certificate of Conformance confirming that glazing has been installed in accordance with SANS 0137, ensuring that safety glazing materials have been installed in the mandatory areas and that each individual pane of safety glazing materials has been permanently marked5 A warranty from the manufacturer of the laminated safety glass and/or hermetically sealed glazing units guaranteeing the products against delamination and colour degradation for a period of not less than five years
1020 | 1529 | 5 | 10 | 99 |  | 99 |  | PRESSED STEEL DOOR FRAMES
1021 | 1530 | 5 | 10 | 99 |  | 99 |  | GALVANISED PRESSED STEEL DOOR FRAMES
1022 | 1531 | 5 | 10 | 99 |  | 99 |  | 1,2mm Rebated frames suitable for half brick walls with hinges
1023 | 1532 | 5 | 10 | 99 | 1 | 99.1 |  | Frame for 813 x 2032 x 40mm door | No | 5 |  | 0
1024 | 1533 | 5 | 10 | 99 |  | 99 |  | 1,2mm Double rebated frames suitable for one brick walls WITH 1 PAIR OF HINGES
1025 | 1534 | 5 | 10 | 99 | 2 | 99.2 |  | Frame for 813 x 2032 x 40mm door | No | 30 |  | 0
1026 | 1535 | 5 | 10 | 99 | 3 | 99.3 |  | Frame for 1568 x 2032 double door | No | 2 |  | 0
1027 | 1536 | 5 | 10 | 99 |  | 99 |  | GALVANISED STEEL WINDOWS, DOORS, ETC
1028 | 1538 | 5 | 10 | 99 |  | 99 |  | Standard school windows
1029 | 1539 | 5 | 10 | 99 | 4 | 99.4 |  | Top & side hung standard steel window, finished in Grey oxide primer , size 1 511mm x 1 245mm high, fitted with B1 burglar bars. Window to comply strictly to SABS as well as the AAAMSA standards concerning sections, size and opening section. Joints between window frame and wall opening to be sealed water tight with an approved sealant | No | 14 |  | 0
1030 | 1540 | 5 | 10 | 100 | 5 | 100.5 |  | Top hung standard steel window, finished in Grey oxide primer, size 533mm x 654mm high, fitted with B1 burglar bars. Window to comply strictly to SABS as well as the AAAMSA standards concerning sections, size and opening section. Joints between window frame and wall opening to be sealed water tight with an approved sealant | No | 8 |  | 0
1031 | 1541 | 5 | 10 | 100 | 6 | 100.6 |  | Top hung standard steel window, finished in Grey oxide primer, size 1022mm x 654mm high, fitted with B1 burglar bars. Window to comply strictly to SABS as well as the AAAMSA standards concerning sections, size and opening section. Joints between window frame and wall opening to be sealed water tight with an approved sealant | No | 3 |  | 0
1032 | 1542 | 5 | 10 | 100 |  | 100 |  | Recordroom/strongroom doors etc suitable for 230mm walls fixed to brickwork or concrete
1033 | 1543 | 5 | 10 | 100 | 7 | 100.7 |  | Chubb or similar Approved SANS 949:2005 approved left hand opening category 2 heavy duty strong room door and frame constructed of 20mm steel plate. All to fit wall opening of 1930 x 850mm wide. Mass 450kg. Fitted with one-way moving boltwork with 3 x 50mm round bolts with rebate on hinged side with 2 x 7-lever keylocks, 1 x combination lock, inner release mechanism and floor mounted door stop, | No | 1 |  | 0
1034 | 1544 | 5 | 10 | 100 | 8 | 100.8 |  | Cranked Strong room vents | No | 3 |  | 0
1036 | 241 | 5 | 11 | 102 |  | 102 |  | SECTION NO. 5 BILL NO. 11
1037 | 242 | 5 | 11 | 102 |  | 102 |  | PLASTERING
1038 | 1546 | 5 | 11 | 102 |  | 102 |  | GRANOLITHIC
1039 | 1547 | 5 | 11 | 102 |  | 102 |  | Method
1040 | 1548 | 5 | 11 | 102 |  | 102 |  | The method to be used shall be either the monolithic method or the bonded method
1041 | 1549 | 5 | 11 | 102 |  | 102 |  | Preparation
1042 | 1550 | 5 | 11 | 102 |  | 102 |  | For granolithic applied monolithically, the concrete floor shall be swept clean after bleeding of the concrete has ceased and the slab has begun to stiffen; any remaining bleed water shall be removed and the granolithic applied immediately thereafter. For granolithic to be bonded to the floor slab after it has hardened, the slab surface shall be hacked (preferably by mechanical means) until all laitance, dirt, oil, etc is dislodged and swept clean of all loose matter. The slab shall then be wetted and kept damp for at least six hours before applying the granolithic
1043 | 1551 | 5 | 11 | 102 |  | 102 |  | Mix
1044 | 1552 | 5 | 11 | 102 |  | 102 |  | Granolithic shall attain a compressive strength of at least 41MPa. The coarse aggregate shall comply with SANS 1083 and shall generally be capable of passing a 10mm mesh sieve. Where the thickness of the granolithic exceeds 25mm, the size of the coarse aggregate shall be increased to the maximum size compatible with the thickness of the granolithic
1045 | 1553 | 5 | 11 | 102 |  | 102 |  | Panels
1046 | 1554 | 5 | 11 | 102 |  | 102 |  | Granolithic shall be laid in panels not exceeding 14m"² for monolithic finishes, not exceeding 9,5m"² for bonded finishes and not exceeding 6m"² for all external granolithic. Wherever possible, panels shall be square but at no time should the length of the panel exceed 1,5 times its width
1047 | 1555 | 5 | 11 | 103 |  | 103 |  | Where possible joints between panels shall be positioned over joints in the floor slab and shall be at least 3mm wide through the full thickness of the finish, separated by strips of wood or fibreboard and finished with V-joints
1048 | 1556 | 5 | 11 | 103 |  | 103 |  | Laying
1049 | 1557 | 5 | 11 | 103 |  | 103 |  | Monolithic granolithic shall be applied to the partially set slab and thoroughly compacted and lightly wood floated to the required levels
1050 | 1558 | 5 | 11 | 103 |  | 103 |  | Bonded granolithic shall be applied to the slab after applying a 1:1 sand-and-cement slurry brushed over the surface and allowed to partially set before applying the granolithic. The granolithic shall be throughly compacted and lightly wood floated to the required levels
1051 | 1559 | 5 | 11 | 103 |  | 103 |  | After wood floating, the monolithic and bonded granolithic shall remain undisturbed until bleeding has ceased and the surface has stiffened. Any remaining bleed water and laitance shall then be removed and the surface steel trowelled or power floated
1052 | 1560 | 5 | 11 | 103 |  | 103 |  | Curing, seasoning and protection
1053 | 1561 | 5 | 11 | 103 |  | 103 |  | Granolithic shall be covered with clean hessian with waterproof building foil over and kept wet for at least seven days after laying
1054 | 1562 | 5 | 11 | 103 |  | 103 |  | SCREEDS
1055 | 1563 | 5 | 11 | 103 |  | 103 |  | Screeds on concrete
1056 | 1564 | 5 | 11 | 103 | 1 | 103.1 |  | 30mm Thick self levelling screed on floors and landings | m² | 271 |  | 0
1057 | 1565 | 5 | 11 | 103 | 2 | 103.2 |  | 30mm Thick screed on floors and landings | m² | 81 |  | 0
1058 | 1566 | 5 | 11 | 103 |  | 103 |  | INTERNAL PLASTER
1059 | 1567 | 5 | 11 | 103 |  | 103 |  | Plaster mix for rough brick walls, composed of 1 part : and 6 parts sand 10mm - 20mm thick finished with a steel trowel to rough brick walls, in accordance with SANS 50197-1
1060 | 1568 | 5 | 11 | 103 | 3 | 103.3 |  | On walls | m² | 724 |  | 0
1061 | 1569 | 5 | 11 | 104 |  | 104 |  | EXTERNAL PLASTER
1062 | 1570 | 5 | 11 | 104 |  | 104 |  | Plaster mix for rough brick walls, composed of 1 part : and 6 parts sand 10mm - 20mm thick finished with a steel trowel to rough brick walls, in accordance with SANS 50197-1
1063 | 1571 | 5 | 11 | 104 | 4 | 104.4 |  | On walls | m² | 45 |  | 0
1065 | 244 | 5 | 12 | 106 |  | 106 |  | SECTION NO. 5 BILL NO. 12
1066 | 245 | 5 | 12 | 106 |  | 106 |  | TILING
1067 | 1573 | 5 | 12 | 106 |  | 106 |  | Patterns
1068 | 1574 | 5 | 12 | 106 |  | 106 |  | Unless otherwise described, tiles shall be laid with continuous joints in both directions
1069 | 1575 | 5 | 12 | 106 |  | 106 |  | Fixing
1070 | 1576 | 5 | 12 | 106 |  | 106 |  | Unless described as "fixed with adhesive to plaster (plaster elsewhere)" descriptions of tiling on brick or concrete walls, columns, etc shall be deemed to include 1:4 cement plaster backing and descriptions of tiling on concrete floors etc shall be deemed to include 1:3 plaster bedding
1071 | 1577 | 5 | 12 | 106 |  | 106 |  | Tiling described as "fixed with adhesive on power floated concrete" shall be deemed to include for approved tiling key-coat
1072 | 1578 | 5 | 12 | 106 |  | 106 |  | Ceramic, porcelain, marble and granite tiles are to be fixed and grouted with suitable adhesives and grouts as recommended by the manufacturer of the tiles
1073 | 1579 | 5 | 12 | 106 |  | 106 |  | WALL TILING
1074 | 1580 | 5 | 12 | 106 |  | 106 |  | Ceramic tiles size 100 x 200mm, fixed to internal wall plaster backing with tile adhesive mixed with Bond in lieu of water with joints continuous in both directions and grouted
1075 | 1581 | 5 | 12 | 106 | 1 | 106.1 |  | On walls | m² | 68 |  | 0
1076 | 1582 | 5 | 12 | 106 |  | 106 |  | FLOOR TILING
1077 | 1583 | 5 | 12 | 106 |  | 106 |  | Ceramic tiles size 300 x 300mm, fixed to internal wall plaster backing with tile adhesive mixed with Bond in lieu of water with joints continuous in both directions and grouted
1078 | 1584 | 5 | 12 | 106 | 2 | 106.2 |  | On floors and landings | m² | 29 |  | 0
1080 | 247 | 5 | 13 | 107 |  | 107 |  | SECTION NO. 5 BILL NO. 13
1081 | 248 | 5 | 13 | 107 |  | 107 |  | PLUMBING & DRAINAGE (PROVISIONAL)
1082 | 1586 | 5 | 13 | 107 |  | 107 |  | Wire gratings
1083 | 1587 | 5 | 13 | 107 |  | 107 |  | Descriptions of gutter outlets etc shall be deemed to include wire balloon gratings
1084 | 1588 | 5 | 13 | 107 |  | 107 |  | Stormwater channels
1085 | 1589 | 5 | 13 | 107 |  | 107 |  | Descriptions of channels shall be deemed to include necessary excavation, surface preparation, compaction, etc, and disposal of surplus material on site French drains
1086 | 1590 | 5 | 13 | 107 |  | 107 |  | Septic tanks
1087 | 1591 | 5 | 13 | 107 |  | 107 |  | Descriptions of proprietary type septic tanks shall be deemed to include excavation, bedding and jointing, concrete base slabs, jointing to drains and backfilling, compaction, etc all in accordance with the manufacturer's instructions and disposal of surplus material on site
1088 | 1592 | 5 | 13 | 107 |  | 107 |  | Stainless steel basins, sinks, wash troughs, urinals, etc
1089 | 1593 | 5 | 13 | 107 |  | 107 |  | Stainless steel for economy basins, domestic sinks and worktops shall be Type 430 (17/0) Stainless steel for urinals, basins, quality sinks, wash troughs, institutional equipment, etc shall be Type 304 (18/8) Stainless steel for laboratory sinks, photographic equipment, etc shall be Type 316 (18/8) Units shall have standard aprons on all exposed edges and tiling keys against walls where applicable
1090 | 1594 | 5 | 13 | 107 |  | 107 |  | Sealing of edges
1091 | 1595 | 5 | 13 | 107 |  | 107 |  | Outer edges of sinks, basins, baths, urinals, etc are to be sealed against adjacent surfaces with approved silicone
1092 | 1596 | 5 | 13 | 108 |  | 108 |  | PVC-U pipes and fittings
1093 | 1597 | 5 | 13 | 108 |  | 108 |  | Sewer and drainage pipes and fittings shall be jointed and sealed with butyl rubber rings Soil, waste and vent pipes and fittings shall be solvent weld jointed or sealed with butyl rubber rings
1094 | 1598 | 5 | 13 | 108 |  | 108 |  | PVC-U pressure pipes and fittings
1095 | 1599 | 5 | 13 | 108 |  | 108 |  | Pipes of 50mm diameter and smaller shall be plain ended with solvent welded PVC-U loose sockets and fittings Pipes of 63mm diameter and greater shall have sockets and spigots with push-in type integral rubber ring joints. Bends shall be PVC-U and all other fittings shall be cast iron, all with similar push-in type joints
1096 | 1600 | 5 | 13 | 108 |  | 108 |  | High density polyethylene (HDPe) pipes and fittings
1097 | 1601 | 5 | 13 | 108 |  | 108 |  | Pipes shall be type IV and of the class specified with compression fittings Polypropylene pipes
1098 | 1602 | 5 | 13 | 108 |  | 108 |  | Polypropylene pipes 54mm diameter and smaller shall be seamless copper coloured Class 16 pipes jointed with heat welded thermoplastic or where so described compression fittings Pipes shall be firmly fixed to walls, etc with coloured nylon snap-in pipe clips with provision for accommodating thermal movement and jointed and fixed strictly in accordance with the manufacturer's instructions
1099 | 1603 | 5 | 13 | 108 |  | 108 |  | Copper pipes
1100 | 1604 | 5 | 13 | 108 |  | 108 |  | Pipes shall be hard drawn and half-hard pipes of the class described. Class 0 (thin walled hard drawn) pipes shall not be bent. Class 1 (thin walled half-hard), Class 2 (half-hard) and Class 3 (heavy walled half-hard) pipes shall only be bent with benders with inner and outer formers. Fittings to copper waste, vent and anti-syphon pipes, capillary solder fittings. Capillary solder fittings shall comply with ISO 2016 Copper pipes are to be installed in accordance with the latest revision of the Code of Practice for Copper Plumbing soldering techniques. Flux, solder, etc to be strictly in accordance with the manufacturer's requirements with special attention to copper flux composition
1101 | 1605 | 5 | 13 | 109 |  | 109 |  | Reducing fittings
1102 | 1606 | 5 | 13 | 109 |  | 109 |  | Where fittings have reducing ends or branches they are described as "reducing" and only the largest end or branch size is given. Should the contractor wish to use other fittings and bushes or reducers he may do so on the understanding that no claim in this regard will be entertained Fixing of pipes
1103 | 1607 | 5 | 13 | 109 |  | 109 |  | Unless specifically otherwise stated, descriptions of pipes shall be deemed to include fixing to walls, etc, casting in, building in or suspending not exceeding 1m below suspension level
1104 | 1608 | 5 | 13 | 109 |  | 109 |  | Paper wrapping to pipes
1105 | 1609 | 5 | 13 | 109 |  | 109 |  | Pipes chased into brickwork must be wrapped with two layers of stout brown paper tied with wire. Rates are to include for wrapping around joints and fittings
1106 | 1610 | 5 | 13 | 109 |  | 109 |  | Disinfection of water pipework
1107 | 1611 | 5 | 13 | 109 |  | 109 |  | Water pipework is to be disinfected at completion
1108 | 1612 | 5 | 13 | 109 |  | 109 |  | Prices for wrapping of pipes shall include for all work as described to couplings in the length
1109 | 1613 | 5 | 13 | 109 |  | 109 |  | Laying, backfilling, bedding, etc of pipes
1110 | 1614 | 5 | 13 | 109 |  | 109 |  | Pipes shall be laid and bedded in accordance with manufacturers' instructions and trenches shall be carefully backfilled
1111 | 1615 | 5 | 13 | 109 |  | 109 |  | Where no manufacturers' instructions exist, pipes shall be laid in accordance with the relevant section of SANS 2001
1112 | 1616 | 5 | 13 | 110 |  | 110 |  | General
1113 | 1617 | 5 | 13 | 110 |  | 110 |  | Descriptions of cast iron roof outlets shall be deemed to include joints to pipes and casting into concrete (adaptors for joints to PVC pipes, etc are given separately) Descriptions of overflow pipes where measured in number, shall be deemed to include joints to cisterns and splay cut ends Descriptions of pipes laid in and including trenches and of inspection chambers, catchpits, etc shall be deemed to include excavation, bedding, backfilling, compaction to a minimum of 95% Mod AASHTO density and disposal of surplus material on site
1114 | 1618 | 5 | 13 | 110 |  | 110 |  | Descriptions of service pipes and flexible connecting pipes shall be deemed to include connections to taps, cisterns, etc and to steel pipes (adaptors for connections to copper pipes, etc are given separately)
1115 | 1619 | 5 | 13 | 110 |  | 110 |  | Descriptions of WC pans, slop hoppers, etc shall be deemed to include for joints to soil pipes (pan connectors are separately measured)
1116 | 1620 | 5 | 13 | 110 |  | 110 |  | As-built drawings
1117 | 1621 | 5 | 13 | 110 |  | 110 |  | SANITARYWARE
1118 | 1622 | 5 | 13 | 110 | 1 | 110.1 |  | San 001 - Contour 21 close coupled raised height WC pan, 75cm projection with floor fixing kit. Contour 21 close coupled delay fill, syphon cistern 4.5 litre single flush for 75cm projection pan, secure cover fastener, no lever. seat and cover, top fixing hinges. Spatula cistern lever close coupled. Plumbing: 20mm Brushed chrome front access junior concealed toilet flush master with integral shut-off valve, box stainless steel faceplate and chrome plated pushbutton assembly (includes flush pipes, elbow and pan connector). | No | 6 |  | 0
1119 | 1623 | 5 | 13 | 110 | 2 | 110.2 |  | Sanitaryware Paraplegic vitreous china washdown suite comprising 90× outlet open rim pan flushing valve (elsewhere) including lid and fitments with heavy duty seat. Plumbing: 20mm Brushed chrome Econoflush front access junior concealed toilet flush master with integral shut-off valve, box stainless steel faceplate and chrome plated pushbutton assembly (includes flush pipes, elbow and pan connector). | No | 1 |  | 0
1120 | 1624 | 5 | 13 | 111 | 3 | 111.3 |  | San 013 - WASH HAND BASIN Sanitaryware 510mm x 405mm Hibiscus vitreous china lavatory basin with two tap holes, including integrated overflow, supported on a Classic floor mounted pedestal. White 9 Bolted to wall with 2x 10mm bolts. Basin Mixer single lever with pop up waste. 1_2 " BSP female inlets. SANS 1480 | No | 5 |  | 0
1121 | 1625 | 5 | 13 | 111 | 4 | 111.4 |  | Vaal Sanitary ware or equally approved ceramic fireclay 585 x 435 mm. "Hygia" hospital basin, including "¼ turns wrist action mixer, c.p. waste , overflow tube. Two fixing screws, plugs and c.p. caps. Supplied with two tapholes. fitted with two MEDICAL Pillar taps elbow action.1/2" BSP MI SANS 226 TYPE 2. | No | 1 |  | 0
1122 | 1626 | 5 | 13 | 111 | 5 | 111.5 |  | San 011 - URINAL SANITARYWARE 565 x 275 x 310mm White vitreous china wall mounted back inlet urinal including 38mm chromium plated domical grating and chromium plated back inlet spreader and urinal division fixed with and including fixing screws and hanger brackets. | No | 2 |  | 0
1123 | 1627 | 5 | 13 | 111 | 6 | 111.6 |  | SANITARYWARE vitreous china Urinal division, complete with fixing screw and hanger bracket. | No | 1 |  | 0
1124 | 1628 | 5 | 13 | 111 | 7 | 111.7 |  | SS004 - STAINLESS STEEL INSET SINK - 1235 x 435 Stainless Steel satin Inset, double bowl, single drainer Sink, Single Sink Mixer with Aerated swivel outlet 1 1/2 " BSP Female outlet. SANS 1480. All included accessories. | No | 1 |  | 0
1125 | 1629 | 5 | 13 | 111 | 8 | 111.8 |  | 50mm Waste pipe | m | 23 |  | 0
1126 | 1630 | 5 | 13 | 111 | 9 | 111.9 |  | 110mm pvc pipe laid to min falls 1:60. Pipes beneath slab to be encased in concrete | m | 6 |  | 0
1127 | 1631 | 5 | 13 | 111 | 10 | 111.1 |  | 110 T junction with inspection eye | No | 6 |  | 0
1128 | 1632 | 5 | 13 | 111 | 11 | 111.11 |  | Brick sewer manhole | No | 3 |  | 0
1129 | 1633 | 5 | 13 | 111 | 12 | 111.12 |  | Gulley | No | 3 |  | 0
1130 | 1634 | 5 | 13 | 111 | 13 | 111.13 |  | Stub/vent valve | No | 8 |  | 0
1131 | 1635 | 5 | 13 | 111 | 14 | 111.14 |  | Floor drain | No | 3 |  | 0
1132 | 1636 | 5 | 13 | 111 | 15 | 111.15 |  | Testing | Item | 1 |  | 0
1133 | 1637 | 5 | 13 | 112 |  | 112 |  | WATER SUPPLY
1134 | 1638 | 5 | 13 | 112 |  | 112 |  | Class 1 copper pipes are recommended for high quality installations
1135 | 1639 | 5 | 13 | 112 | 16 | 112.16 |  | 22mm Pipes | m | 6 |  | 0
1136 | 1640 | 5 | 13 | 112 | 17 | 112.17 |  | 22mm Pipes chased into brickwork including brown paper lagging | m | 15 |  | 0
1137 | 1641 | 5 | 13 | 112 | 18 | 112.18 |  | Testing water pipe system | Item | 1 |  | 0
1139 | 250 | 5 | 14 | 114 |  | 114 |  | SECTION NO. 5 BILL NO. 14
1140 | 251 | 5 | 14 | 114 |  | 114 |  | GLAZING
1141 | 1644 | 5 | 14 | 114 |  | 114 |  | Float glass
1142 | 1645 | 5 | 14 | 114 |  | 114 |  | The term "float glass" is used for monolithic annealed glass
1143 | 1646 | 5 | 14 | 114 |  | 114 |  | Laminated glass
1144 | 1647 | 5 | 14 | 114 |  | 114 |  | GLAZING TO STEEL WITH PUTTY
1145 | 1648 | 5 | 14 | 114 |  | 114 |  | Windows to be glazed to SANS min. standards - 6.4mm Low-E glass in panes smaller than 0.5m2 6mm safety glass for all panels lower than 900mm above FFL (Fit obscure glazing in toilets and ablutions). All to comply with National building regulations see also glazing preambles for minimum standards.
1146 | 1649 | 5 | 14 | 114 | 1 | 114.1 |  | Panes exceeding 0,1m"² and not exceeding 0,5m"² | m² | 23 |  | 0
1147 | 1650 | 5 | 14 | 114 |  | 114 |  | Windows to be glazed to SANS min. standards - 6mm safety glass for all panels lower than 900mm above FFL
1148 | 1651 | 5 | 14 | 114 | 2 | 114.2 |  | Panes exceeding 0,1m"² and not exceeding 0,5m"² | m² | 6 |  | 0
1149 | 1652 | 5 | 14 | 114 |  | 114 |  | Windows to be glazed to SANS min. standards - Fit obscure glazing in toilets and ablutions
1150 | 1653 | 5 | 14 | 114 | 3 | 114.3 |  | Panes exceeding 0,1m"² and not exceeding 0,5m"² | m² | 3 |  | 0
1151 | 1654 | 5 | 14 | 114 |  | 114 |  | TOPS, SHELVES, DOORS, MIRRORS, ETC
1152 | 1655 | 5 | 14 | 114 |  | 114 |  | 4mm Silvered float glass copper backed mirrors with 10mm bevelled and polished edges, fixed with double sided adhesive tape and silicone
1153 | 1656 | 5 | 14 | 114 | 4 | 114.4 |  | 450mm x 600mm High quality mirror complete with bevelled edges | No | 6 |  | 0
1155 | 253 | 5 | 15 | 115 |  | 115 |  | SECTION NO. 5 BILL NO. 15
1156 | 254 | 5 | 15 | 115 |  | 115 |  | PAINTWORK
1157 | 1658 | 5 | 15 | 115 |  | 115 |  | PREPARATORY WORK TO EXISTING WORK
1158 | 1659 | 5 | 15 | 115 |  | 115 |  | Previously painted plastered surfaces
1159 | 1660 | 5 | 15 | 115 |  | 115 |  | Surfaces shall be thoroughly washed down and allowed to dry completely before any paint is applied. Blistered or peeling paint shall be completely removed and cracks shall be opened, filled with a suitable filler and finished smooth
1160 | 1661 | 5 | 15 | 115 |  | 115 |  | Previously painted metal surfaces
1161 | 1662 | 5 | 15 | 115 |  | 115 |  | Surfaces shall be thoroughly rubbed and cleaned down. Blistered or peeling paint shall be completely removed down to bare metal
1162 | 1663 | 5 | 15 | 115 |  | 115 |  | Previously painted wood surfaces
1163 | 1664 | 5 | 15 | 115 |  | 115 |  | Surfaces shall be thoroughly cleaned down. Blistered or peeling paint shall be completely removed and cracks and crevices shall be primed, filled with suitable filler and finished smooth
1164 | 1665 | 5 | 15 | 115 |  | 115 |  | PAINT SPECIFICATIONS
1165 | 1666 | 5 | 15 | 115 |  | 115 |  | All painting shall be done in accordance with "Dulux" specifications unless otherwise described
1166 | 1667 | 5 | 15 | 115 |  | 115 |  | COLOURS
1167 | 6090 | 5 | 15 | 115 |  | 115 |  | Unless otherwise described paintwork on ceilings shall be deemed to be in the "White" colour group and paintwork on all other components shall be deemed to be in the "Pastel" colour group in accordance with the Natural Colour System (NCS) adopted by the SA National Standards
1168 | 1668 | 5 | 15 | 116 |  | 116 |  | PAINTWORK ETC TO NEW WORK
1169 | 1669 | 5 | 15 | 116 |  | 116 |  | ON FLOATED PLASTER
1170 | 1670 | 5 | 15 | 116 |  | 116 |  | Superior quality PVA acrylic paint (colour to be selected) to new interior cement plaster. One coat Primer and with two coats PVA
1171 | 1671 | 5 | 15 | 116 | 1 | 116.1 |  | On internal walls | m² | 724 |  | 0
1172 | 1672 | 5 | 15 | 116 | 2 | 116.2 |  | On external walls | m² | 45 |  | 0
1173 | 1673 | 5 | 15 | 116 |  | 116 |  | ON CONCRETE
1174 | 1674 | 5 | 15 | 116 |  | 116 |  | Superior quality PVA acrylic paint (colour to be selected) to new smooth concrete surfaces. One coat Primer and with two coats PVA
1175 | 1675 | 5 | 15 | 116 | 3 | 116.3 |  | On internal ceilings and beams | m² | 10 |  | 0
1176 | 1676 | 5 | 15 | 116 |  | 116 |  | ON PLASTER BOARD
1177 | 1677 | 5 | 15 | 116 |  | 116 |  | Superior quality PVA acrylic paint (colour to be selected) to new gypsum ceilings. One coat Primer and finish with two coats Acrylic PVA
1178 | 1678 | 5 | 15 | 116 | 4 | 116.4 |  | On ceilings | m² | 262 |  | 0
1179 | 1679 | 5 | 15 | 116 | 5 | 116.5 |  | On cornice not exceeding 300mm girth | m | 266 |  | 0
1180 | 1680 | 5 | 15 | 116 |  | 116 |  | ON METAL
1181 | 1681 | 5 | 15 | 116 |  | 116 |  | Contractors Gloss Enamel (colour to be selected) to new exterior galvanised steel. One coat Primer for Steel, undercoat with one coat Universal Undercoat and two coats Contractors Gloss Enamel
1182 | 1682 | 5 | 15 | 116 | 6 | 116.6 |  | On door frames | m² | 2 |  | 0
1183 | 1683 | 5 | 15 | 116 | 7 | 116.7 |  | On window frames | m² | 50 |  | 0
1184 | 1684 | 5 | 15 | 117 |  | 117 |  | Contractors Gloss Enamel (colour to be selected) to new interior galvanised steel. One coat Primer for Steel, undercoat with one coat Universal Undercoat and two coats Contractors Gloss Enamel
1185 | 1685 | 5 | 15 | 117 | 8 | 117.8 |  | On door frames | m² | 12 |  | 0
1186 | 1686 | 5 | 15 | 117 | 9 | 117.9 |  | On doors | m² | 2 |  | 0
1187 | 1687 | 5 | 15 | 117 |  | 117 |  | Finished with grey zinc Chromate rust resistant primer
1188 | 1688 | 5 | 15 | 117 | 10 | 117.1 |  | On door frames | m² | 1 |  | 0
1189 | 1689 | 5 | 15 | 117 | 11 | 117.11 |  | On doors | m² | 2 |  | 0
1190 | 1690 | 5 | 15 | 117 |  | 117 |  | ON WOOD
1191 | 1691 | 5 | 15 | 117 |  | 117 |  | Contractors Gloss Enamel (colour to be selected) to new exterior galvanised steel. One coat Primer for Steel, undercoat with one coat Universal Undercoat and two coats Contractors Gloss Enamel
1192 | 1692 | 5 | 15 | 117 | 12 | 117.12 |  | On doors | m² | 99 |  | 0
1193 | 1693 | 5 | 15 | 117 |  | 117 |  | Painted with Carbolinium paint as per architects specification
1194 | 1694 | 5 | 15 | 117 | 13 | 117.13 |  | On exposed trusses | m² | 20 |  | 0
1196 | 210 | 5 | 16 | 119 | 1 | 119.1 |  | Earthworks (Provisional) | Page | 73
1197 | 213 | 5 | 16 | 119 | 2 | 119.2 |  | Concrete, Formwork & Reinforcement | Page | 78
1198 | 216 | 5 | 16 | 119 | 3 | 119.3 |  | Masonry | Page | 83
1199 | 219 | 5 | 16 | 119 | 4 | 119.4 |  | Waterproofing | Page | 84
1200 | 222 | 5 | 16 | 119 | 5 | 119.5 |  | Roof coverings, Claddings, etc | Page | 85
1201 | 225 | 5 | 16 | 119 | 6 | 119.6 |  | Carpentry and Joinery | Page | 90
1202 | 228 | 5 | 16 | 119 | 7 | 119.7 |  | Ceilings, Partitions and Access Flooring | Page | 93
1203 | 231 | 5 | 16 | 119 | 8 | 119.8 |  | Floor coverings, Wall Linings, etc | Page | 94
1204 | 234 | 5 | 16 | 119 | 9 | 119.9 |  | Ironmongery | Page | 97
1205 | 237 | 5 | 16 | 119 | 10 | 119.1 |  | Metalwork | Page | 101
1206 | 240 | 5 | 16 | 119 | 11 | 119.11 |  | Plastering | Page | 105
1207 | 243 | 5 | 16 | 119 | 12 | 119.12 |  | Tiling | Page | 106
1208 | 246 | 5 | 16 | 119 | 13 | 119.13 |  | Plumbing & Drainage (Provisional) | Page | 113
1209 | 249 | 5 | 16 | 119 | 14 | 119.14 |  | Glazing | Page | 114
1210 | 252 | 5 | 16 | 119 | 15 | 119.15 |  | Paintwork | Page | 118
1211 | 87 | 6 | 1 | 120 |  | 120 |  | SECTION NO. 6 BILL NO. 1
1212 | 114 | 6 | 1 | 120 |  | 120 |  | EARTHWORKS (PROVISIONAL)
1213 | 1697 | 6 | 1 | 120 |  | 120 |  | The following are typical examples of descriptions of "nature of ground" Nature of ground
1214 | 1698 | 6 | 1 | 120 |  | 120 |  | The nature of the ground is assumed to be loose sandy material, therefore "earth", but possibly interspersed with "soft rock" or "hard rock" The nature of the ground is assumed to be gravel, therefore "earth", but possibly interspersed with "soft rock" or "hard rock
1215 | 1699 | 6 | 1 | 120 |  | 120 |  | The nature of the ground is assumed to be silty clay with loose river boulders varying in size up to approximately 450mm diameter, all of which will be deemed as "earth", but possibly interspersed with "hard rock" Trial holes indicate that the nature of the ground is silty clay to a depth of approximately 500mm with fine to medium loose sandy material below, therefore "earth
1216 | 1700 | 6 | 1 | 120 |  | 120 |  | A soils investigation has been carried out on the site by the engineer and the report is annexed to these bills of quantities. The soils report indicates that the ground varies between silty sand, reworked soil of mixed origin and residual shale, all of which will be deemed as "earth". All very hard unweathered shale, ironstone, etc, the removal of which necessitates the use of explosives or heavy duty hydraulic percussion hammers (peckers), will be classified as "hard rock
1217 | 1701 | 6 | 1 | 120 |  | 120 |  | Carting away of excavated material
1218 | 1702 | 6 | 1 | 120 |  | 120 |  | Descriptions of carting away of excavated material shall be deemed to include loading excavated material onto trucks directly from the excavations or, alternatively, from stock piles situated on the building site Filling and layer work materials
1219 | 1703 | 6 | 1 | 121 |  | 121 |  | References such as "G1", "G2", etc and "C1", "C2", etc in descriptions of filling and layer work materials refer to corresponding references in the document "Guidelines for Road Construction Materials. TRH 14 : 1985" compiled by the Committee of State Road Authorities and the properties set out therein for each kind shall be applicable to the respective materials described hereinafter User note
1220 | 1704 | 6 | 1 | 121 |  | 121 |  | When no information regarding density and other tests is available the following preamble in respect of testing may be inserted
1221 | 1705 | 6 | 1 | 121 |  | 121 |  | Testing
1222 | 1706 | 6 | 1 | 121 |  | 121 |  | Prices for filling are to include for all necessary density and other tests
1223 | 1707 | 6 | 1 | 121 |  | 121 |  | Site clearance
1224 | 1708 | 6 | 1 | 121 | 1 | 121.1 |  | Digging up and removing rubbish, debris, vegetation, hedges, shrubs, bush, etc and trees not exceeding 200mm girth | m² | 262 |  | 0
1225 | 1709 | 6 | 1 | 121 |  | 121 |  | EXCAVATION, FILLING, ETC
1226 | 1710 | 6 | 1 | 121 |  | 121 |  | Excavation in earth not exceeding 2m deep
1227 | 1711 | 6 | 1 | 121 | 2 | 121.2 |  | Trenches | m³ | 29 |  | 0
1228 | 1712 | 6 | 1 | 121 |  | 121 |  | Extra over trench and hole excavations in earth for breaking up and removing
1229 | 1713 | 6 | 1 | 121 | 3 | 121.3 |  | Brickwork | m³ | 1 |  | 0
1230 | 1714 | 6 | 1 | 121 | 4 | 121.4 |  | Unreinforced concrete | m³ | 1 |  | 0
1231 | 1715 | 6 | 1 | 121 | 5 | 121.5 |  | Reinforced concrete | m³ | 1 |  | 0
1232 | 1716 | 6 | 1 | 121 |  | 121 |  | Extra over trench and hole excavations in earth for breaking up and removing
1233 | 1717 | 6 | 1 | 121 | 6 | 121.6 |  | Soft rock | m³ | 2 |  | 0
1234 | 1718 | 6 | 1 | 121 | 7 | 121.7 |  | Hard rock | m³ | 1 |  | 0
1235 | 1719 | 6 | 1 | 122 |  | 122 |  | Extra over all excavations for carting away
1236 | 1720 | 6 | 1 | 122 | 8 | 122.8 |  | Surplus material from excavations and/or stock piles on site, to a dumping site to be located by the contractor | m³ | 10 |  | 0
1237 | 1721 | 6 | 1 | 122 |  | 122 |  | Compaction of ground surfaces
1238 | 1722 | 6 | 1 | 122 | 9 | 122.9 |  | Compaction of natural or excavated ground surface under floors etc, including scarifying for a depth of 150mm, breaking down oversize material, adding suitable material where necessary and compacting to 95% Mod AASHTO density LAYER WORK | m² | 336 |  | 0
1239 | 1723 | 6 | 1 | 122 |  | 122 |  | Keeping excavations free of water
1240 | 1724 | 6 | 1 | 122 | 10 | 122.1 |  | Keeping excavations free of water other than subterranean water | Item | 1 |  | 0
1241 | 1725 | 6 | 1 | 122 |  | 122 |  | FILLING ETC
1242 | 1726 | 6 | 1 | 122 |  | 122 |  | Earth filling obtained from the excavations, including haulage approximately 150m from perimeter of excavations (not compacted)
1243 | 1727 | 6 | 1 | 122 | 11 | 122.11 |  | In prescribed stock piles on site to trenches and holes | m³ | 20 |  | 0
1244 | 1728 | 6 | 1 | 122 |  | 122 |  | Earthflling of 150mm thick G7 natural gravel compacted to 95% Mod Asstho Density
1245 | 1729 | 6 | 1 | 122 | 12 | 122.12 |  | Under surface beds in 150mm layer | m³ | 50 |  | 0
1246 | 1730 | 6 | 1 | 122 |  | 122 |  | Prescribed tests to determine degree of compaction or other properties of ground or filling
1247 | 1731 | 6 | 1 | 122 | 13 | 122.13 |  | Modified AASHTO Density test | No | 5 |  | 0
1248 | 1732 | 6 | 1 | 122 | 14 | 122.14 |  | Field Density test including "Optimum Moisture Content" test (four readings per test) | No | 2 |  | 0
1250 | 88 | 6 | 2 | 124 |  | 124 |  | SECTION NO. 6 BILL NO. 2
1251 | 115 | 6 | 2 | 124 |  | 124 |  | CONCRETE, FORMWORK AND REINFORCEMENT
1252 | 1735 | 6 | 2 | 124 |  | 124 |  | Cost of tests
1253 | 1736 | 6 | 2 | 124 |  | 124 |  | The costs of making, storing and testing of concrete test cubes as required under clause 7 "Tests" of SABS 1200 G shall include the cost of providing cube moulds necessary for the purpose, for testing costs and for submitting reports on the tests for approval. The testing shall be undertaken by an approved independent firm or institution nominated by the contractor (test cubes are measured separately)
1254 | 1737 | 6 | 2 | 124 |  | 124 |  | Breeze concrete
1255 | 1738 | 6 | 2 | 124 |  | 124 |  | Breeze concrete shall consist of twelve parts clean dry furnace ash, free from coal or other foreign matter, to one part cement (1:12); the ash graded up to particles which will pass a 16,5mm ring from a minimum which fails to pass a 4,75mm mesh. The finer materials from the screening are to be first mixed with the cement into a mortar and the ash added afterwards and thoroughly incorporated
1256 | 1739 | 6 | 2 | 124 |  | 124 |  | Lightweight concrete
1257 | 1740 | 6 | 2 | 124 |  | 124 |  | Lightweight concrete shall have a density of 600kg/m3 for the top 50mm and 400kg/m3 for the remaining thickness. The minimum thickness at outlets, channels, etc shall be 50mm
1258 | 1741 | 6 | 2 | 124 |  | 124 |  | Formwork
1259 | 1742 | 6 | 2 | 124 |  | 124 |  | Descriptions of formwork shall be deemed to include use and waste only (except where described as "left in" or "permanent"), for fitting together in the required forms, wedging, plumbing and fixing to true angles and surfaces as necessary to ensure easy release during stripping and for reconditioning as necessary before re-use
1260 | 1743 | 6 | 2 | 125 |  | 125 |  | The vertical strutting shall be carried down to such construction as is sufficiently strong to afford the required support without damage and shall remain in position until the newly constructed work is able to support itself Formwork to soffits of solid slabs etc shall be deemed to be to slabs not exceeding 250mm thick unless otherwise described
1261 | 1744 | 6 | 2 | 125 |  | 125 |  | Formwork to soffits of slabs, beams, etc shall be deemed to be propped up exceeding 1,5m and not exceeding 3,5m high unless otherwise described Formwork to sides of bases, pile caps, ground beams, etc will only be measured where it is prescribed by the engineer for design reasons. Formwork necessitated by irregularity or collapse of excavated faces will not be measured and the cost thereof shall be deemed to be included in the allowance for taking the risk of collapse of the sides of the excavations, provision for which is made in "Earthworks
1262 | 1745 | 6 | 2 | 125 |  | 125 |  | UNREINFORCED CONCRETE CAST AGAINST EXCAVATED SURFACES
1263 | 6117 | 6 | 2 | 125 |  | 125 |  | 15MPa/19mm concrete
1264 | 1749 | 6 | 2 | 125 | 1 | 125.1 |  | Surface blinding under footings and bases | m³ | 5 |  | 0
1265 | 6118 | 6 | 2 | 125 |  | 125 |  | REINFORCED CONCRETE CAST AGAINST EXCAVATED SURFACES
1266 | 1746 | 6 | 2 | 125 |  | 125 |  | 25MPa/19mm concrete
1267 | 1747 | 6 | 2 | 125 | 2 | 125.2 |  | Bases | m³ | 1 |  | 0
1268 | 1750 | 6 | 2 | 125 | 3 | 125.3 |  | Strip footings | m³ | 22 |  | 0
1269 | 1751 | 6 | 2 | 125 |  | 125 |  | REINFORCED CONCRETE CAST IN FORMWORK
1270 | 1752 | 6 | 2 | 125 |  | 125 |  | 25MPa/19mm concrete
1271 | 1753 | 6 | 2 | 125 | 4 | 125.4 |  | Surface beds on waterproofing (including thickinings) | m³ | 42 |  | 0
1272 | 1754 | 6 | 2 | 125 | 5 | 125.5 |  | Ramps | m³ | 2 |  | 0
1273 | 1755 | 6 | 2 | 125 | 6 | 125.6 |  | Stairs including landings, beams and inverted beams | m³ | 4 |  | 0
1274 | 1756 | 6 | 2 | 126 | 7 | 126.7 |  | Padstone | No | 22 |  | 0
1275 | 1757 | 6 | 2 | 126 |  | 126 |  | TEST CUBES
1276 | 1758 | 6 | 2 | 126 | 8 | 126.8 |  | Making and testing 150 x 150 x 150mm concrete strength test cube (Provisional) | No | 10 |  | 0
1277 | 1759 | 6 | 2 | 126 |  | 126 |  | Scabbling
1278 | 1760 | 6 | 2 | 126 | 9 | 126.9 |  | Scabble edges of existing concrete and apply wet-to-dry epoxy agent on edges | m² | 62 |  | 0
1279 | 1761 | 6 | 2 | 126 |  | 126 |  | Finishing top surfaces of concrete smooth with a steel trowel
1280 | 1762 | 6 | 2 | 126 | 10 | 126.1 |  | Surface beds, slabs, etc to falls | m² | 74 |  | 0
1281 | 1763 | 6 | 2 | 126 |  | 126 |  | Finishing top surfaces of concrete smooth with a wood float
1282 | 1764 | 6 | 2 | 126 | 11 | 126.11 |  | Surface beds, slabs, etc to falls and currents | m² | 260 |  | 0
1283 | 1765 | 6 | 2 | 126 |  | 126 |  | ROUGH FORMWORK (DEGREE OF ACCURACY II)
1284 | 1766 | 6 | 2 | 126 |  | 126 |  | Rough formwork to sides
1285 | 1767 | 6 | 2 | 126 | 12 | 126.12 |  | Edges, risers, ends and reveals not exceeding 300mm high or wide | m | 40 |  | 0
1286 | 1768 | 6 | 2 | 126 |  | 126 |  | MOVEMENT JOINTS ETC
1287 | 1769 | 6 | 2 | 126 |  | 126 |  | Expansion joints with 10mm softboard and sealant between vertical concrete and brick surfaces
1288 | 1770 | 6 | 2 | 126 | 13 | 126.13 |  | Not exceeding 300mm high to edges of surface beds | m | 378 |  | 0
1289 | 1771 | 6 | 2 | 126 |  | 126 |  | Expansion joints with between vertical concrete surfaces, including necessary formwork
1290 | 1772 | 6 | 2 | 126 | 14 | 126.14 |  | 3x35mm Saw-cut joints in top of concrete includng 8xream and 10mm backing cord with 8 x 13mm sealant (exposed slabs) | m | 19 |  | 0
1291 | 1773 | 6 | 2 | 126 | 15 | 126.15 |  | 3 x 40mm Saw-cut joints in top of concrete | m | 66 |  | 0
1292 | 1774 | 6 | 2 | 127 |  | 127 |  | Horizontal construction joints through concrete including thick cement slurry to one face
1293 | 1775 | 6 | 2 | 127 | 16 | 127.16 |  | Surface beds not exceeding 300mmm thick as per engineers details | m | 219 |  | 0
1294 | 1776 | 6 | 2 | 127 |  | 127 |  | REINFORCEMENT
1295 | 1777 | 6 | 2 | 127 |  | 127 |  | Mild steel reinforcement to structural concrete work
1296 | 1778 | 6 | 2 | 127 | 17 | 127.17 |  | Y10mm Diameter bars | t | 1 |  | 0
1297 | 1779 | 6 | 2 | 127 | 18 | 127.18 |  | Y8mm Diameter bars | t | 1 |  | 0
1298 | 1780 | 6 | 2 | 127 |  | 127 |  | High tensile steel dowel bars
1299 | 1781 | 6 | 2 | 127 | 19 | 127.19 |  | 10mm Diameter dowel bar 400mm long with one end embedded 200mm deep in side of concrete and other end cast in new concrete, including filling with ABE epidermix or similar approved | No | 275 |  | 0
1300 | 1782 | 6 | 2 | 127 |  | 127 |  | Fabric reinforcement
1301 | 1783 | 6 | 2 | 127 | 20 | 127.2 |  | Type 193 fabric reinforcement in concrete surface beds etc | m² | 337 |  | 0
1303 | 89 | 6 | 3 | 129 |  | 129 |  | SECTION NO. 6 BILL NO. 3
1304 | 1785 | 6 | 3 | 129 |  | 129 |  | MASONRY
1305 | 1786 | 6 | 3 | 129 |  | 129 |  | BRICKWORK
1306 | 1787 | 6 | 3 | 129 |  | 129 |  | Sizes in descriptions
1307 | 1788 | 6 | 3 | 129 |  | 129 |  | Where sizes in descriptions are given in brick units, "one brick" shall represent the length and "half brick" the width of a brick
1308 | 1789 | 6 | 3 | 129 |  | 129 |  | Walls in two skins described as "bagged and sealed" shall be deemed to include having the outer face of the inner skin bagged with 1:6 cement and sand mixture and sealed with two coats bitumen emulsion waterproofing coating
1309 | 1790 | 6 | 3 | 129 |  | 129 |  | Face bricks
1310 | 1791 | 6 | 3 | 129 |  | 129 |  | Bricks shall be ordered timeously to obtain uniformity in size and colour Pointing
1311 | 1792 | 6 | 3 | 129 |  | 129 |  | Descriptions of recessed pointing to fair face brickwork and face brickwork shall be deemed to include square recessed, hollow recessed, weathered pointing, etc
1312 | 1793 | 6 | 3 | 129 |  | 129 |  | BLOCKWORK
1313 | 1794 | 6 | 3 | 129 |  | 129 |  | Concrete masonry units
1314 | 1795 | 6 | 3 | 129 |  | 129 |  | Blocks are to be either solid or hollow modular dense concrete masonry units having a compressive strength of 7MPa
1315 | 1796 | 6 | 3 | 130 |  | 130 |  | Wall ties for blockwork
1316 | 1797 | 6 | 3 | 130 |  | 130 |  | Wall ties shall be polypropylene ties complying with BS 76377. Ties for hollow walls shall be of sufficient length to allow not less than 75mm of each end to be built into the blockwork. Ties are to be spaced at intervals of not more than 1m in the horizontal direction and not more than 400mm staggered in the vertical direction except at openings, vertical joints or ends of walls where they are to be placed vertically above each other Blockwork
1317 | 1798 | 6 | 3 | 130 |  | 130 |  | Blockwork shall comply with SANS 10145 "Concrete Masonry Construction" Surfaces to be plastered shall have joints raked out to a depth of at least 10mm to provide a key. Cavities of hollow walls shall be kept free of mortar droppings or other undesirable matter. Every second perpend of the bottom course of the external skin of hollow walls shall be left open as a weep hole Standard complementary blocks
1318 | 1799 | 6 | 3 | 130 |  | 130 |  | Descriptions of blockwork shall be deemed to include standard complementary blocks such as corner, three-quarter, half and quarter blocks required in the construction of corners, reveals, jambs, ends, etc to solid and hollow walls and for bonding as necessary
1319 | 1800 | 6 | 3 | 130 |  | 130 |  | DECORATIVE BLOCKS
1320 | 1801 | 6 | 3 | 130 |  | 130 |  | Blocks shall be of approved manufacture, sound, well burnt or cured and uniform and true in size, shape and colour
1321 | 1802 | 6 | 3 | 130 |  | 130 |  | BRICKWORK
1322 | 6141 | 6 | 3 | 130 |  | 130 |  | Description of brickwork is measured inclusive of all reinforcement, mortar, ties, mortar fillet and closing of cavities and rates should be inclusive of such
1323 | 1803 | 6 | 3 | 130 |  | 130 |  | FOUNDATIONS (PROVISIONAL)
1324 | 1804 | 6 | 3 | 130 | 1 | 130.1 |  | 300mm Hollow walls of two half brick skins | m² | 14 |  | 0
1325 | 1805 | 6 | 3 | 131 |  | 131 |  | SUPERSTRUCTURE
1326 | 1806 | 6 | 3 | 131 |  | 131 |  | Brickwork of NFP bricks in class II mortar in load bearing walls
1327 | 1807 | 6 | 3 | 131 | 2 | 131.2 |  | Half brick walls | m² | 41 |  | 0
1328 | 1808 | 6 | 3 | 131 | 3 | 131.3 |  | Half brick walls in beamfilling | m² | 2 |  | 0
1329 | 1809 | 6 | 3 | 131 | 4 | 131.4 |  | One brick walls | m² | 44 |  | 0
1330 | 1810 | 6 | 3 | 131 |  | 131 |  | BRICKWORK SUNDRIES
1331 | 1811 | 6 | 3 | 131 | 5 | 131.5 |  | Forming toothings and bonding new brickwork to existing | m² | 36 |  | 0
1332 | 1812 | 6 | 3 | 131 |  | 131 |  | Steel bar reinforcement
1333 | 1813 | 6 | 3 | 131 | 6 | 131.6 |  | 8mm Diameter mild steel bars built in horizontally | t | 1 |  | 0
1334 | 1814 | 6 | 3 | 131 | 7 | 131.7 |  | 8mm Diameter high tensile steel bars built in horizontally | t | 1 |  | 0
1335 | 1815 | 6 | 3 | 131 |  | 131 |  | Air bricks etc
1336 | 1816 | 6 | 3 | 131 | 8 | 131.8 |  | 229 x 152mm Terracotta vermin proof air brick | No | 3 |  | 0
1337 | 1817 | 6 | 3 | 131 |  | 131 |  | FACE BRICKWORK
1338 | 1818 | 6 | 3 | 131 |  | 131 |  | Sapphire Imperial FBS clay face brick, jointed in Class II mortar and pointed with flush vertical and flush horizontal joints
1339 | 1819 | 6 | 3 | 131 | 9 | 131.9 |  | Extra over brickwork for face brickwork for one side of one brick wall | m² | 44 |  | 0
1341 | 90 | 6 | 4 | 133 |  | 133 |  | SECTION NO. 6 BILL NO. 4
1342 | 117 | 6 | 4 | 133 |  | 133 |  | WATERPROOFING
1343 | 1822 | 6 | 4 | 133 |  | 133 |  | Waterproofing
1344 | 1823 | 6 | 4 | 133 |  | 133 |  | Waterproofing of roofs, basements, etc shall be laid under a ten year guarantee. Waterproofing to roofs shall be laid to even falls to outlets etc with necessary ridges, hips and valleys. Descriptions of sheet or membrane waterproofing shall be deemed to include additional labour to turn-ups and turn-downs
1345 | 1824 | 6 | 4 | 133 |  | 133 |  | One layer 375 micron embossed polyethylene dampproof course (SANS 952-1985 type B)
1346 | 1825 | 6 | 4 | 133 | 1 | 133.1 |  | In walls | m² | 9 |  | 0
1347 | 1826 | 6 | 4 | 133 |  | 133 |  | One layer 250 micron green polyethylene waterproof sheeting SANS 952-1985 type C sealed at laps with PVC self-adhesive tape
1348 | 1827 | 6 | 4 | 133 | 2 | 133.2 |  | Under surface beds | m² | 116 |  | 0
1349 | 1828 | 6 | 4 | 133 | 3 | 133.3 |  | Vertically between walls | m² | 10 |  | 0
1350 | 1829 | 6 | 4 | 133 |  | 133 |  | Mastic or silicone sealing compound including backing cord, bond breaker, primer, etc
1351 | 1830 | 6 | 4 | 133 | 4 | 133.4 |  | 6 x 10mm In saw cut joints in floors | m | 172 |  | 0
1353 | 91 | 6 | 5 | 134 |  | 134 |  | SECTION NO. 6 BILL NO. 5
1354 | 118 | 6 | 5 | 134 |  | 134 |  | ROOF COVERINGS, CLADDINGS, ETC.
1355 | 1832 | 6 | 5 | 134 |  | 134 |  | PROFILED METAL SHEETING AND ACCESSORIES
1356 | 1833 | 6 | 5 | 134 |  | 134 |  | 0.6mm Colomate finished galvanised metal IBR roof Sheeting @ 15 degrees pitch laid on instulation fixed to timber purlins and trusses
1357 | 1834 | 6 | 5 | 134 | 1 | 134.1 |  | Roof covering with pitches not exceeding 25 degrees | m² | 514 |  | 0
1358 | 1835 | 6 | 5 | 134 | 2 | 134.2 |  | Side cladding not eceeding 250mm | m² | 3 |  | 0
1359 | 1836 | 6 | 5 | 134 | 3 | 134.3 |  | Gable end side cladding | m² | 4 |  | 0
1360 | 1837 | 6 | 5 | 134 | 4 | 134.4 |  | Ridge or Valley flashing | m | 6 |  | 0
1361 | 1838 | 6 | 5 | 134 | 5 | 134.5 |  | Ridge Closer | m | 9 |  | 0
1362 | 1839 | 6 | 5 | 134 |  | 134 |  | Chromadeck rood sheeting for walkways to match roofing colour
1363 | 1840 | 6 | 5 | 134 | 6 | 134.6 |  | Corrugated Chromadek sheeting @ 3 degree pitch fixed to lip channel | m² | 42 |  | 0
1364 | 1841 | 6 | 5 | 134 |  | 134 |  | ROOF AND WALL INSULATION
1365 | 1842 | 6 | 5 | 134 |  | 134 |  | Multi-layered reinforced double-sided aluminium foil sheeting in accordance with SANS 1381-4 with a mass of not less than 293g/m×"½ and a Class I fire rating in accordance with SANS 0177-3
1366 | 1843 | 6 | 5 | 134 | 7 | 134.7 |  | 135mm Lightweight non combustible fibre glass Insulation blanket laid taut over purlins at approximately 750mm centres and fixed concurrent with roof covering with stapled longitudinal flap joints, including fixing at top and bottom edges to purlins with and including hoop iron straps | m² | 42 |  | 0
1368 | 92 | 6 | 6 | 135 |  | 135 |  | SECTION NO. 6 BILL NO. 6
1369 | 119 | 6 | 6 | 135 |  | 135 |  | CARPENTRY & JOINERY
1370 | 1846 | 6 | 6 | 135 |  | 135 |  | Fixing
1371 | 1847 | 6 | 6 | 135 |  | 135 |  | Items described as "nailed" shall be deemed to be fixed with hardened steel nails or pins, or to be shot-pinned, to brickwork or concrete
1372 | 1848 | 6 | 6 | 135 |  | 135 |  | Items described as "plugged" shall be deemed to include screwing to fibre, plastic or metal plugs at not exceeding 500mm centres, and where described as "bolted", the bolts have been given elsewhere
1373 | 1849 | 6 | 6 | 135 |  | 135 |  | Decorative thermosetting plastic laminate covering
1374 | 1850 | 6 | 6 | 135 |  | 135 |  | Laminate covering shall be glued under pressure and edge strips of same shall be butt jointed at junctions with adjacent similar finish
1375 | 1851 | 6 | 6 | 135 |  | 135 |  | SUPPLEMENTARY PREAMBLES
1376 | 1852 | 6 | 6 | 135 |  | 135 |  | Trusses are at maximum 750mm centres
1377 | 1853 | 6 | 6 | 135 |  | 135 |  | 0.6mm Colomate finished galvanised metal IBR roof Sheeting @ 15 degrees pitch laid on insulation fixed to timber purlins and trusses Roof covering is type on purlins
1378 | 1854 | 6 | 6 | 135 |  | 135 |  | Ceiling is 6mm sheeting edge flush plastered on 38 x 38mm brandering
1379 | 1855 | 6 | 6 | 135 |  | 135 |  | References given in descriptions refer to the respective types of trusses detailed on the architect's/engineer's drawings numbered C100 RevA annexed to these bills of quantities accompanying these bills of quantities for tender purposes Dimensions in descriptions of trusses are nominal and actual measurements are to be obtained from the architect/engineer and/or taken on site before design or fabrication commences
1380 | 1856 | 6 | 6 | 136 |  | 136 |  | Sawn softwood grade S5/S7
1381 | 6148 | 6 | 6 | 136 | 1 | 136.1 |  | Roof construction to double pitched roof with two hipped ends, 334m2 overall on plan x 1.893mm high overall, including trusses, jack rafters, permanent bracing and 76 x 50mm battens at 750mm 38 x 38mm purlins centres for roof covering (wall plates elsewhere) complete and signed of by engineer | No | 1 |  | 0
1382 | 1858 | 6 | 6 | 136 | 2 | 136.2 |  | Wall plates | m | 27 |  | 0
1383 | 1859 | 6 | 6 | 136 |  | 136 |  | SKIRTINGS
1384 | 1860 | 6 | 6 | 136 |  | 136 |  | Timber Skirting, size 18 x 100mm plugged and screwed to wall surface.
1385 | 1861 | 6 | 6 | 136 | 3 | 136.3 |  | 18mm x 100mm High skirtings | m | 128 |  | 0
1386 | 1862 | 6 | 6 | 136 |  | 136 |  | EAVES, VERGES, ETC
1387 | 1863 | 6 | 6 | 136 |  | 136 |  | Sawn softwood
1388 | 1864 | 6 | 6 | 136 | 4 | 136.4 |  | 78 x 78mm Branders | m | 105 |  | 0
1389 | 1865 | 6 | 6 | 136 | 5 | 136.5 |  | 250 x 20mm Barge boards | m | 14 |  | 0
1390 | 1866 | 6 | 6 | 136 | 6 | 136.6 |  | 250 x 20mm Fascias | m | 9 |  | 0
1391 | 1867 | 6 | 6 | 136 |  | 136 |  | TIMBER DOORS, WINDOWS, ETC
1392 | 1868 | 6 | 6 | 136 |  | 136 |  | Fire doors
1393 | 1869 | 6 | 6 | 136 |  | 136 |  | User note
1394 | 1870 | 6 | 6 | 136 |  | 136 |  | Where SANS 1253 in the following description is not applicable, refer to other suitable construction standards or provide full specifications
1395 | 1871 | 6 | 6 | 136 |  | 136 |  | Fire doors are to be in accordance with SANS 1253
1396 | 1872 | 6 | 6 | 136 | 7 | 136.7 |  | 813 X 2032 X 40mm Solid core flush masonite panel door | No | 7 |  | 0
1397 | 1873 | 6 | 6 | 136 | 8 | 136.8 |  | Double leaf small pane steel french doors (Code: DDA), overall size 1511 x 2134mm high | No | 2 |  | 0
1398 | 1874 | 6 | 6 | 137 | 9 | 137.9 |  | 1280x1825mm Galvanised steel double room dooR. | No | 1 |  | 0
1399 | 1875 | 6 | 6 | 137 |  | 137 |  | WINDOWS
1400 | 1876 | 6 | 6 | 137 |  | 137 |  | Standard hardboard
1401 | 1877 | 6 | 6 | 137 | 10 | 137.1 |  | 10mm Duct covers in 500mm widths, fixed at 250mm centres along edges with chromium plated dome headed screws in cup washers | m² | 27 |  | 0
1402 | 1878 | 6 | 6 | 137 |  | 137 |  | JOINERY SUNDRIES
1403 | 1879 | 6 | 6 | 137 |  | 137 |  | Wrought Meranti or similar approved
1404 | 1880 | 6 | 6 | 137 |  | 137 |  | NOTICEBOARDS, KEYBOARDS, DUCKBOARDS, ETC
1405 | 1881 | 6 | 6 | 137 |  | 137 |  | Wrought Meranti or similar
1406 | 1882 | 6 | 6 | 137 | 11 | 137.11 |  | Standard 20mm Pinning or notice board 1500 x 1500mm high glued to backboard fixed with timber 38 x 38mm Grounds, glued too plastered walls | No | 2 |  | 0
1407 | 1883 | 6 | 6 | 137 |  | 137 |  | White boards
1408 | 1884 | 6 | 6 | 137 | 12 | 137.12 |  | Classroom white boards not exceeding 8m2 with 38 x38mm Grounds, fixed to plastered walls | No | 1 |  | 0
1409 | 1885 | 6 | 6 | 137 |  | 137 |  | Fire extinguisher boards
1410 | 1886 | 6 | 6 | 137 | 13 | 137.13 |  | 20mm Backboards for 4,5kg fire extinguishers plugged to wall | No | 4 |  | 0
1411 | 1887 | 6 | 6 | 137 |  | 137 |  | CUPBOARDS AND COUNTER TOP JOINERY TO KITCHENS, BEDROOMS, TOPS ETC
1412 | 1888 | 6 | 6 | 137 |  | 137 |  | Cupboards and shelving etc. Refer to Sediko - Sheet - DBSA-JBT-S1-ARCH-DWG104_DNC Plans & Sections
1413 | 1889 | 6 | 6 | 137 | 14 | 137.14 |  | Shelving 2070 x 500mm deep and 1700 x 600mm deep made and fixed to walls etc. complete as per architectural details | No | 1 |  | 0
1414 | 1890 | 6 | 6 | 137 | 15 | 137.15 |  | L shaped shelving 600mm seep 3.6m long made and fixed to walls etc. complete as per architectural details | No | 1 |  | 0
1415 | 1891 | 6 | 6 | 138 | 16 | 138.16 |  | L shaped shelving 600mm seep 3.6m long made and fixed to walls etc. complete as per architectural details | No | 1 |  | 0
1416 | 1892 | 6 | 6 | 138 |  | 138 |  | Counter Tops Refer to Sediko - Sheet - DBSA-JBT-S1-ARCH-DWG104_DNC Plans & Sections
1417 | 1893 | 6 | 6 | 138 | 17 | 138.17 |  | Solid serving counter fixed to wall with brackets or similar including holes | No | 1 |  | 0
1418 | 1894 | 6 | 6 | 138 | 18 | 138.18 |  | Kitchen counter unit as per design detail drawing, including granite counter top cupboards, shelves, cut outs etc. complete not exceeding 8.2m2 surface counter space | No | 1 |  | 0
1420 | 93 | 6 | 7 | 140 |  | 140 |  | SECTION NO. 6 BILL NO. 7
1421 | 120 | 6 | 7 | 140 |  | 140 |  | CEILINGS, PARTITIONS AND ACCESS FLOORING
1422 | 1896 | 6 | 7 | 140 |  | 140 |  | Fixing
1423 | 1897 | 6 | 7 | 140 |  | 140 |  | Items described as "nailed" shall be deemed to be fixed with hardened steel nails or pins, or to be shot-pinned, to brickwork or concrete
1424 | 1898 | 6 | 7 | 140 |  | 140 |  | Items described as "plugged" shall be deemed to include screwing to fibre, plastic or metal plugs at not exceeding 500mm centres, and where described as "bolted", the bolts have been given elsewhere
1425 | 1899 | 6 | 7 | 140 |  | 140 |  | Ceilings
1426 | 1900 | 6 | 7 | 140 |  | 140 |  | Unless otherwise described ceilings shall be deemed to be horizontal
1427 | 1901 | 6 | 7 | 140 |  | 140 |  | Bulkheads
1428 | 1902 | 6 | 7 | 140 |  | 140 |  | Unless otherwise described bulkheads shall be deemed to be horizontal along the length
1429 | 1903 | 6 | 7 | 140 |  | 140 |  | Steel components
1430 | 1904 | 6 | 7 | 140 |  | 140 |  | All steel components for ceilings, partitions, etc are to be galvanised in accordance with SANS 121
1431 | 1905 | 6 | 7 | 140 |  | 140 |  | NAILED-UP CEILINGS
1432 | 1906 | 6 | 7 | 140 |  | 140 |  | Installation of RhinoBoard 6.4mm including 38 x 38mm SA Pine brandering at 400mm centres in one direction, ceiling screws at 150mm c/c to timber at max 400mm c/c to tie beam. Including concealed grid with staggered joints, M strips and spot screw heards. Plus Isover 115mm thick Aerolite thermal ceiling insulation
1433 | 1907 | 6 | 7 | 140 | 1 | 140.1 |  | Ceilings nailed-up not exceeding 1m below roof trusses | m² | 157 |  | 0
1434 | 1908 | 6 | 7 | 141 |  | 141 |  | Installation of RhinoBoard 6.4mm including 38 x 38mm SA Pine brandering at 400mm centres in one direction, ceiling screws at 150mm c/c to timber at max 400mm c/c to tie beam. Including concealed grid with staggered joints, M strips and spot screw heards. Plus Isover 115mm thick Aerolite thermal ceiling insulation. Timber brandering shall be suitably fixed to the tie beam/joist.
1435 | 1909 | 6 | 7 | 141 | 2 | 141.2 |  | Ceilings nailed-up not exceeding 1m below roof trusses | m² | 43 |  | 0
1436 | 1910 | 6 | 7 | 141 |  | 141 |  | Cornice, perimeter trims, etc to ceiling
1437 | 1911 | 6 | 7 | 141 |  | 141 |  | Gypsum cornice, 75 x 75mm high
1438 | 1912 | 6 | 7 | 141 | 3 | 141.3 |  | Cornice | m | 159 |  | 0
1439 | 1913 | 6 | 7 | 141 |  | 141 |  | PARTITIONS
1440 | 1914 | 6 | 7 | 141 |  | 141 |  | Partition System comprising 16mm thick particle board panels, laminated both sides with Melamine, edged all round with 22 x 22mm lipped channel and fixed into position by means of full height vertical aluminium receiving channels plugged to walls and fixed to pilasters. Partitions are to be supported by a continuous 25 x 25mm aluminium transom section over doors and supplied with standard ironmongery comprising indicator bolts, hat and coat hooks, doors stops, toilet roll holders and rubber buffers. All exposed aluminium sections are to be natural anodised
1441 | 1915 | 6 | 7 | 141 | 4 | 141.4 |  | Partitions 2000mm high | m | 6 |  | 0
1442 | 1916 | 6 | 7 | 141 | 5 | 141.5 |  | Extra over partitions for T junctions | No | 2 |  | 0
1443 | 1917 | 6 | 7 | 141 | 6 | 141.6 |  | Extra over partitions for vertical abutments | No | 4 |  | 0
1444 | 1918 | 6 | 7 | 141 | 7 | 141.7 |  | Extra over partition for partition door 762 x 1762mm high framed including standard ironmongery | No | 4 |  | 0
1446 | 94 | 6 | 8 | 143 |  | 143 |  | SECTION NO. 6 BILL NO. 8
1447 | 121 | 6 | 8 | 143 |  | 143 |  | FLOOR COVERINGS, WALL LININGS, ETC.
1448 | 1920 | 6 | 8 | 143 |  | 143 |  | Fixing
1449 | 1921 | 6 | 8 | 143 |  | 143 |  | Floor coverings, wall linings, etc shall, where applicable, be fixed with adhesive as recommended by the manufacturers of the flooring, linings, etc FLOOR COVERINGS
1450 | 1922 | 6 | 8 | 143 |  | 143 |  | Fully flexible vinyl floor tiles, size 300 x 300 x 2.5mm thick, manufactured in accordance with SANS 786:2000, laid in adhesive spread with a trowel using Leveller when required and rolled with 68kg three section metal roller on completion.
1451 | 1923 | 6 | 8 | 143 | 1 | 143.1 |  | On new screeded floors | m² | 122 |  | 0
1452 | 1924 | 6 | 8 | 143 |  | 143 |  | Fully flexible vinyl floor tiles, 2.5mm thick, manufactured in accordance with SANS 786:2000, laid in adhesive spread with a trowel using Leveller when required and rolled with 68kg three section metal roller on completion.
1453 | 1925 | 6 | 8 | 143 | 2 | 143.2 |  | 100mm High skirting | m | 46 |  | 0
1455 | 95 | 6 | 9 | 144 |  | 144 |  | SECTION NO. 6 BILL NO. 9
1456 | 122 | 6 | 9 | 144 |  | 144 |  | IRONMONGERY
1457 | 1928 | 6 | 9 | 144 |  | 144 |  | Proprietary items
1458 | 1929 | 6 | 9 | 144 |  | 144 |  | Where applicable the manufacturers' names or product catalogue titles are given in sub-headings preceding the items Prices are to be based on the specific products/articles specified. If tenderers wish to offer alternative products/articles for certain items, these items are to be clearly marked and the alternative specification given with supporting brochures etc clarifying the features of the products/articles offered On request returnable samples are to be provided to the principal agent for consideration HINGES, BOLTS, ETC
1459 | 1930 | 6 | 9 | 144 |  | 144 |  | Manufactured by Dorma or equally approved
1460 | 1931 | 6 | 9 | 144 |  | 144 |  | Measured per door
1461 | 1932 | 6 | 9 | 144 | 1 | 144.1 |  | Stainless Steel floor mounted door stop size 24 x 45mm, 2 x two ball bearing butt hinge with Stainless Steel finish. 4 Lever lockset with Satin Chrome handle finish including powder coated 4 lever lock with Zinc backplate. | No | 3 |  | 0
1462 | 1933 | 6 | 9 | 144 | 2 | 144.2 |  | Stainless Steel floor mounted door stop size 24 x 45mm, 2 x two ball bearing butt hinge with Stainless Steel finish. 4 Lever lockset with Satin Chrome handle finish including powder coated 4 lever lock with Zinc backplate. | No | 3 |  | 0
1463 | 1934 | 6 | 9 | 144 | 3 | 144.3 |  | Stainless Steel floor mounted door stop size 24 x 45mm, 4 x two ball bearing butt hinge with Stainless Steel finish. 4 Lever lockset with Satin Chrome handle finish including powder coated 4 lever lock with Zinc backplate. | No | 2 |  | 0
1464 | 1935 | 6 | 9 | 144 | 4 | 144.4 |  | 4 x two ball bearing butt hinge with Stainless Steel finish. 4 Lever lockset with Satin Chrome handle finish including powder coated 4 lever lock with Zinc backplate. | No | 1 |  | 0
1465 | 1936 | 6 | 9 | 145 |  | 145 |  | PUSH PLATES AND KICK PLATES
1466 | 1937 | 6 | 9 | 145 |  | 145 |  | 4mm Thick anodised aluminium plates countersunk screwed along edges at not exceeding 200mm centres
1467 | 1938 | 6 | 9 | 145 | 5 | 145.5 |  | 813 x 250mm Kick plate | No | 28 |  | 0
1468 | 1939 | 6 | 9 | 145 |  | 145 |  | DOOR CLOSERS
1469 | 1940 | 6 | 9 | 145 |  | 145 |  | Manufactured by Dorma or equally approved
1470 | 1941 | 6 | 9 | 145 | 6 | 145.6 |  | Door closer | No | 14 |  | 0
1472 | 96 | 6 | 10 | 147 |  | 147 |  | SECTION NO. 6 BILL NO. 10
1473 | 123 | 6 | 10 | 147 |  | 147 |  | METALWORK
1474 | 1944 | 6 | 10 | 147 |  | 147 |  | Descriptions of bolts, anchors, etc
1475 | 1945 | 6 | 10 | 147 |  | 147 |  | Descriptions of bolts shall be deemed to include nuts and washers
1476 | 1946 | 6 | 10 | 147 |  | 147 |  | Descriptions of expansion anchors and bolts and chemical anchors and bolts shall be deemed to include nuts, washers and mortices in brickwork or concrete
1477 | 1947 | 6 | 10 | 147 |  | 147 |  | Items described as "holed for bolt(s)" shall be deemed to exclude the bolts unless otherwise described
1478 | 1948 | 6 | 10 | 147 |  | 147 |  | Items described as "plugged" shall be deemed to include screwing to fibre, plastic or metal plugs at not exceeding 600mm centres
1479 | 1949 | 6 | 10 | 147 |  | 147 |  | Aluminium doors, windows, etc
1480 | 1950 | 6 | 10 | 147 |  | 147 |  | Doors and windows shall comply with AAAMSA design criteria Glazing shall comply with SAGGA regulations. Glass thickness shall comply with SAGGA regulations irrespective of thicknesses shown on the schedules/drawings Doors and windows shall be supplied with protective tape and plastic and shall be removed only once surrounding trades have been completed For purpose made windows and doors, refer to drawings annexed to these bills of quantities
1481 | 1951 | 6 | 10 | 147 |  | 147 |  | The following certificates shall be provided prior to commencement of site work:1 A copy of the relevant AAAMSA Performance Test Certificate from the manufacturer/contractor supplying the architectural aluminium product 2 A Certificate of Conformance confirming that anodising or powder coating has been processed in accordance with SANS 999 and SANS 1796 respectively
1482 | 1952 | 6 | 10 | 148 |  | 148 |  | A powder guarantee of not less than 15 years issued by the powder manufacturer. The specific conditions contained in this guarantee shall form part of the powder coating process 4 A Certificate of Conformance confirming that glazing has been installed in accordance with SANS 0137, ensuring that safety glazing materials have been installed in the mandatory areas and that each individual pane of safety glazing materials has been permanently marked5 A warranty from the manufacturer of the laminated safety glass and/or hermetically sealed glazing units guaranteeing the products against delamination and colour degradation for a period of not less than five years
1483 | 1953 | 6 | 10 | 148 |  | 148 |  | DOORS, WINDOWS, CURTAIN WALLING, SHOPFRONTS, ETC
1484 | 1954 | 6 | 10 | 148 |  | 148 |  | PRESSED STEEL DOOR FRAMES
1485 | 1955 | 6 | 10 | 148 |  | 148 |  | GALVANISED PRESSED STEEL DOOR FRAMES
1486 | 1956 | 6 | 10 | 148 |  | 148 |  | 1,2mm Rebated frames suitable for half brick walls with hinges
1487 | 1957 | 6 | 10 | 148 | 1 | 148.1 |  | Frame for 813 x 2032 x 40mm door | No | 3 |  | 0
1488 | 1958 | 6 | 10 | 148 |  | 148 |  | 1,2mm Double rebated frames suitable for one brick walls WITH 1 PAIR OF HINGES
1489 | 1959 | 6 | 10 | 148 | 2 | 148.2 |  | Frame for 813 x 2032 x 40mm door and fixed fanlight 235mm high | No | 3 |  | 0
1490 | 1960 | 6 | 10 | 148 | 3 | 148.3 |  | Frame for 1568 x 2032 double door | No | 2 |  | 0
1491 | 1961 | 6 | 10 | 148 | 4 | 148.4 |  | Frame for 1280 x 1825 double door, fixing lugs and 2 steel butt hinges, suitable for 270mm facebrick walls | No | 1 |  | 0
1492 | 1962 | 6 | 10 | 148 |  | 148 |  | Preparation of frames for fixing of ironmongery
1493 | 1963 | 6 | 10 | 148 | 5 | 148.5 |  | Arm of door closer | No | 1 |  | 0
1494 | 1964 | 6 | 10 | 149 |  | 149 |  | GALVANISED STEEL WINDOWS, DOORS, ETC
1495 | 1965 | 6 | 10 | 149 |  | 149 |  | Standard residential windows
1496 | 1966 | 6 | 10 | 149 |  | 149 |  | Standard school windows
1497 | 1967 | 6 | 10 | 149 | 6 | 149.6 |  | Top hung standard steel window, finished in Grey oxide primer, size 889mm x 854mm high, fitted with B1 burglar bars. Window to comply strictly to SABS as well as the AAAMSA standards concerning sections, size and opening section. Joints between window frame and wall opening to be sealed water tight with an approved sealant | No | 1 |  | 0
1498 | 1968 | 6 | 10 | 149 | 7 | 149.7 |  | Top hung standard steel window, finished in Grey oxide primer, size 1022mm x 654mm high, fitted with B1 burglar bars. Window to comply strictly to SABS as well as the AAAMSA standards concerning sections, size and opening section. Joints between window frame and wall opening to be sealed water tight with an approved sealant | No | 1 |  | 0
1499 | 1969 | 6 | 10 | 149 |  | 149 |  | ALUMINIUM WINDOWS, DOORS, ETC
1500 | 1970 | 6 | 10 | 149 |  | 149 |  | Aluminium windows
1501 | 1971 | 6 | 10 | 149 | 8 | 149.8 |  | Custom-made aluminium vertical pivot window with dimensions and configuration as indicated. Window to comply strictly to SABS as well as the AAAMSA standards concerning sections, size and opening section. Joints between window frame and wall opening to be sealed water tight with an approved sealant Standard aluminium frame in configuration as shown with or without opening sections as shown, complete with heavy-duty hinges, latches and restrictors (max. 100mm). Waterproof frame surround and joints with an approved soft seal. Polyester powder coated. All to AAAMSA standards and Architects approval. | No | 4 |  | 0
1502 | 1972 | 6 | 10 | 150 | 9 | 150.9 |  | Custom-made aluminium vertical pivot window with dimensions and configuration as indicated. fitted with B1 burglar bars. Window to comply strictly to SABS as well as the AAAMSA standards concerning sections, size and opening section. Joints between window frame and wall opening to be sealed water tight with an approved sealant Standard aluminium frame in configuration as shown with or without opening sections as shown, complete with heavy-duty hinges, latches and restrictors (max. 100mm). Waterproof frame surround and joints with an approved soft seal. Polyester powder coated. All to AAAMSA standards and Architects approval. | No | 1 |  | 0
1504 | 97 | 6 | 11 | 152 |  | 152 |  | SECTION NO. 6 BILL NO. 11
1505 | 124 | 6 | 11 | 152 |  | 152 |  | PLASTERING
1506 | 1974 | 6 | 11 | 152 |  | 152 |  | GRANOLITHIC
1507 | 1975 | 6 | 11 | 152 |  | 152 |  | Method
1508 | 1976 | 6 | 11 | 152 |  | 152 |  | The method to be used shall be either the monolithic method or the bonded method
1509 | 1977 | 6 | 11 | 152 |  | 152 |  | Preparation
1510 | 1978 | 6 | 11 | 152 |  | 152 |  | For granolithic applied monolithically, the concrete floor shall be swept clean after bleeding of the concrete has ceased and the slab has begun to stiffen; any remaining bleed water shall be removed and the granolithic applied immediately thereafter. For granolithic to be bonded to the floor slab after it has hardened, the slab surface shall be hacked (preferably by mechanical means) until all laitance, dirt, oil, etc is dislodged and swept clean of all loose matter. The slab shall then be wetted and kept damp for at least six hours before applying the granolithic
1511 | 1979 | 6 | 11 | 152 |  | 152 |  | Mix
1512 | 1980 | 6 | 11 | 152 |  | 152 |  | Granolithic shall attain a compressive strength of at least 41MPa. The coarse aggregate shall comply with SANS 1083 and shall generally be capable of passing a 10mm mesh sieve. Where the thickness of the granolithic exceeds 25mm, the size of the coarse aggregate shall be increased to the maximum size compatible with the thickness of the granolithic
1513 | 1981 | 6 | 11 | 152 |  | 152 |  | Panels
1514 | 1982 | 6 | 11 | 152 |  | 152 |  | Granolithic shall be laid in panels not exceeding 14m"² for monolithic finishes, not exceeding 9,5m"² for bonded finishes and not exceeding 6m"² for all external granolithic. Wherever possible, panels shall be square but at no time should the length of the panel exceed 1,5 times its width
1515 | 1983 | 6 | 11 | 153 |  | 153 |  | Where possible joints between panels shall be positioned over joints in the floor slab and shall be at least 3mm wide through the full thickness of the finish, separated by strips of wood or fibreboard and finished with V-joints
1516 | 1984 | 6 | 11 | 153 |  | 153 |  | Laying
1517 | 1985 | 6 | 11 | 153 |  | 153 |  | Monolithic granolithic shall be applied to the partially set slab and thoroughly compacted and lightly wood floated to the required levels
1518 | 1986 | 6 | 11 | 153 |  | 153 |  | Bonded granolithic shall be applied to the slab after applying a 1:1 sand-and-cement slurry brushed over the surface and allowed to partially set before applying the granolithic. The granolithic shall be throughly compacted and lightly wood floated to the required levels
1519 | 1987 | 6 | 11 | 153 |  | 153 |  | After wood floating, the monolithic and bonded granolithic shall remain undisturbed until bleeding has ceased and the surface has stiffened. Any remaining bleed water and laitance shall then be removed and the surface steel trowelled or power floated
1520 | 1988 | 6 | 11 | 153 |  | 153 |  | Curing, seasoning and protection
1521 | 1989 | 6 | 11 | 153 |  | 153 |  | Granolithic shall be covered with clean hessian with waterproof building foil over and kept wet for at least seven days after laying
1522 | 1990 | 6 | 11 | 153 |  | 153 |  | SCREEDS
1523 | 1991 | 6 | 11 | 153 |  | 153 |  | Self levelling Screeds on concrete
1524 | 1992 | 6 | 11 | 153 | 1 | 153.1 |  | 30mm Thick screed on floors and landings | m² | 212 |  | 0
1525 | 1993 | 6 | 11 | 153 |  | 153 |  | Prepare substrate by abrasive blasting or grinding, leaving surface clean, sound, laitance and dust free with a maximum moisture content of 4%. Prime surface with one coat Solvent Based Epoxy Sealer & Penetrating Coat. Apply two coats Beige Ivory 304 (4:1 mixing ratio) epoxy floor with a minimum dry film thickness of 45 microns. Applied in accordance with approved specifications by approved applicators.
1526 | 1994 | 6 | 11 | 153 | 2 | 153.2 |  | On floors and landings | m² | 58 |  | 0
1527 | 1995 | 6 | 11 | 154 |  | 154 |  | Ensure the surface to be treated is clean and free from dirt, stains, oil, release agents, wax coatings etc. Using a suitable applicator, apply three coats of stain with 30 minute intervals between coats. Allow 48 hours for the stain to achieve its full colour development. Overcoat with Seal.
1528 | 1996 | 6 | 11 | 154 | 3 | 154.3 |  | On floors and landings | m² | 33 |  | 0
1529 | 1997 | 6 | 11 | 154 |  | 154 |  | INTERNAL PLASTER
1530 | 1998 | 6 | 11 | 154 |  | 154 |  | Plaster mix for rough brick walls, composed of 1 part : and 6 parts sand 10mm - 20mm thick finished with a steel trowel to rough brick walls, in accordance with SANS 50197-1
1531 | 1999 | 6 | 11 | 154 | 4 | 154.4 |  | On walls | m² | 446 |  | 0
1532 | 2000 | 6 | 11 | 154 |  | 154 |  | EXTERNAL PLASTER
1533 | 2001 | 6 | 11 | 154 |  | 154 |  | Plaster mix for rough brick walls, composed of 1 part : and 6 parts sand 10mm - 20mm thick finished with a steel trowel to rough brick walls, in accordance with SANS 50197-1
1534 | 2002 | 6 | 11 | 154 | 5 | 154.5 |  | On walls | m² | 15 |  | 0
1536 | 98 | 6 | 12 | 156 |  | 156 |  | SECTION NO. 6 BILL NO. 12
1537 | 125 | 6 | 12 | 156 |  | 156 |  | TILING
1538 | 2004 | 6 | 12 | 156 |  | 156 |  | Patterns
1539 | 2005 | 6 | 12 | 156 |  | 156 |  | Unless otherwise described, tiles shall be laid with continuous joints in both directions
1540 | 2006 | 6 | 12 | 156 |  | 156 |  | Fixing
1541 | 2007 | 6 | 12 | 156 |  | 156 |  | Unless described as "fixed with adhesive to plaster (plaster elsewhere)" descriptions of tiling on brick or concrete walls, columns, etc shall be deemed to include 1:4 cement plaster backing and descriptions of tiling on concrete floors etc shall be deemed to include 1:3 plaster bedding
1542 | 2008 | 6 | 12 | 156 |  | 156 |  | Tiling described as "fixed with adhesive on power floated concrete" shall be deemed to include for approved tiling key-coat
1543 | 2009 | 6 | 12 | 156 |  | 156 |  | Ceramic, porcelain, marble and granite tiles are to be fixed and grouted with suitable adhesives and grouts as recommended by the manufacturer of the tiles
1544 | 2010 | 6 | 12 | 156 |  | 156 |  | WALL TILING
1545 | 2011 | 6 | 12 | 156 |  | 156 |  | Ceramic tiles size 100 x 200mm, fixed to internal wall plaster backing with tile adhesive mixed with Bond in lieu of water with joints continuous in both directions and grouted
1546 | 2012 | 6 | 12 | 156 | 1 | 156.1 |  | On walls | m² | 78 |  | 0
1547 | 2013 | 6 | 12 | 156 |  | 156 |  | FLOOR TILING
1548 | 2014 | 6 | 12 | 156 |  | 156 |  | Ceramic tiles size 300 x 300mm, fixed to internal wall plaster backing with tile adhesive mixed with Bond in lieu of water with joints continuous in both directions and grouted
1549 | 2015 | 6 | 12 | 156 | 2 | 156.2 |  | On floors and landings | m² | 21 |  | 0
1551 | 99 | 6 | 13 | 157 |  | 157 |  | SECTION NO. 6 BILL NO. 13
1552 | 126 | 6 | 13 | 157 |  | 157 |  | PLUMBING & DRAINAGE (PROVISIONAL)
1553 | 2017 | 6 | 13 | 157 |  | 157 |  | Wire gratings
1554 | 2018 | 6 | 13 | 157 |  | 157 |  | Descriptions of gutter outlets etc shall be deemed to include wire balloon gratings
1555 | 2019 | 6 | 13 | 157 |  | 157 |  | Stormwater channels
1556 | 2020 | 6 | 13 | 157 |  | 157 |  | Descriptions of channels shall be deemed to include necessary excavation, surface preparation, compaction, etc, and disposal of surplus material on site French drains
1557 | 2021 | 6 | 13 | 157 |  | 157 |  | Septic tanks
1558 | 2022 | 6 | 13 | 157 |  | 157 |  | Descriptions of proprietary type septic tanks shall be deemed to include excavation, bedding and jointing, concrete base slabs, jointing to drains and backfilling, compaction, etc all in accordance with the manufacturer's instructions and disposal of surplus material on site
1559 | 2023 | 6 | 13 | 157 |  | 157 |  | Stainless steel basins, sinks, wash troughs, urinals, etc
1560 | 2024 | 6 | 13 | 157 |  | 157 |  | Stainless steel for economy basins, domestic sinks and worktops shall be Type 430 (17/0) Stainless steel for urinals, basins, quality sinks, wash troughs, institutional equipment, etc shall be Type 304 (18/8) Stainless steel for laboratory sinks, photographic equipment, etc shall be Type 316 (18/8) Units shall have standard aprons on all exposed edges and tiling keys against walls where applicable
1561 | 2025 | 6 | 13 | 157 |  | 157 |  | Sealing of edges
1562 | 2026 | 6 | 13 | 157 |  | 157 |  | Outer edges of sinks, basins, baths, urinals, etc are to be sealed against adjacent surfaces with approved silicone
1563 | 2027 | 6 | 13 | 158 |  | 158 |  | PVC-U pipes and fittings
1564 | 2028 | 6 | 13 | 158 |  | 158 |  | Sewer and drainage pipes and fittings shall be jointed and sealed with butyl rubber rings Soil, waste and vent pipes and fittings shall be solvent weld jointed or sealed with butyl rubber rings
1565 | 2029 | 6 | 13 | 158 |  | 158 |  | PVC-U pressure pipes and fittings
1566 | 2030 | 6 | 13 | 158 |  | 158 |  | Pipes of 50mm diameter and smaller shall be plain ended with solvent welded PVC-U loose sockets and fittings Pipes of 63mm diameter and greater shall have sockets and spigots with push-in type integral rubber ring joints. Bends shall be PVC-U and all other fittings shall be cast iron, all with similar push-in type joints
1567 | 2031 | 6 | 13 | 158 |  | 158 |  | High density polyethylene (HDPe) pipes and fittings
1568 | 2032 | 6 | 13 | 158 |  | 158 |  | Pipes shall be type IV and of the class specified with compression fittings Polypropylene pipes
1569 | 2033 | 6 | 13 | 158 |  | 158 |  | Polypropylene pipes 54mm diameter and smaller shall be seamless copper coloured Class 16 pipes jointed with heat welded thermoplastic or where so described compression fittings Pipes shall be firmly fixed to walls, etc with coloured nylon snap-in pipe clips with provision for accommodating thermal movement and jointed and fixed strictly in accordance with the manufacturer's instructions
1570 | 2034 | 6 | 13 | 158 |  | 158 |  | Copper pipes
1571 | 2035 | 6 | 13 | 158 |  | 158 |  | Pipes shall be hard drawn and half-hard pipes of the class described. Class 0 (thin walled hard drawn) pipes shall not be bent. Class 1 (thin walled half-hard), Class 2 (half-hard) and Class 3 (heavy walled half-hard) pipes shall only be bent with benders with inner and outer formers. Fittings to copper waste, vent and anti-syphon pipes, capillary solder fittings. Capillary solder fittings shall comply with ISO 2016 Copper pipes are to be installed in accordance with the latest revision of the Code of Practice for Copper Plumbing soldering techniques. Flux, solder, etc to be strictly in accordance with the manufacturer's requirements with special attention to copper flux composition
1572 | 2036 | 6 | 13 | 159 |  | 159 |  | Reducing fittings
1573 | 2037 | 6 | 13 | 159 |  | 159 |  | Where fittings have reducing ends or branches they are described as "reducing" and only the largest end or branch size is given. Should the contractor wish to use other fittings and bushes or reducers he may do so on the understanding that no claim in this regard will be entertained Fixing of pipes
1574 | 2038 | 6 | 13 | 159 |  | 159 |  | Unless specifically otherwise stated, descriptions of pipes shall be deemed to include fixing to walls, etc, casting in, building in or suspending not exceeding 1m below suspension level
1575 | 2039 | 6 | 13 | 159 |  | 159 |  | Paper wrapping to pipes
1576 | 2040 | 6 | 13 | 159 |  | 159 |  | Pipes chased into brickwork must be wrapped with two layers of stout brown paper tied with wire. Rates are to include for wrapping around joints and fittings
1577 | 2041 | 6 | 13 | 159 |  | 159 |  | Disinfection of water pipework
1578 | 2042 | 6 | 13 | 159 |  | 159 |  | Water pipework is to be disinfected at completion
1579 | 2043 | 6 | 13 | 159 |  | 159 |  | Prices for wrapping of pipes shall include for all work as described to couplings in the length
1580 | 2044 | 6 | 13 | 159 |  | 159 |  | Laying, backfilling, bedding, etc of pipes
1581 | 2045 | 6 | 13 | 159 |  | 159 |  | Pipes shall be laid and bedded in accordance with manufacturers' instructions and trenches shall be carefully backfilled
1582 | 2046 | 6 | 13 | 159 |  | 159 |  | Where no manufacturers' instructions exist, pipes shall be laid in accordance with the relevant section of SANS 2001
1583 | 2047 | 6 | 13 | 160 |  | 160 |  | General
1584 | 2048 | 6 | 13 | 160 |  | 160 |  | Descriptions of cast iron roof outlets shall be deemed to include joints to pipes and casting into concrete (adaptors for joints to PVC pipes, etc are given separately) Descriptions of overflow pipes where measured in number, shall be deemed to include joints to cisterns and splay cut ends Descriptions of pipes laid in and including trenches and of inspection chambers, catchpits, etc shall be deemed to include excavation, bedding, backfilling, compaction to a minimum of 95% Mod AASHTO density and disposal of surplus material on site
1585 | 2049 | 6 | 13 | 160 |  | 160 |  | Descriptions of service pipes and flexible connecting pipes shall be deemed to include connections to taps, cisterns, etc and to steel pipes (adaptors for connections to copper pipes, etc are given separately)
1586 | 2050 | 6 | 13 | 160 |  | 160 |  | Descriptions of WC pans, slop hoppers, etc shall be deemed to include for joints to soil pipes (pan connectors are separately measured)
1587 | 2051 | 6 | 13 | 160 |  | 160 |  | As-built drawings
1588 | 2052 | 6 | 13 | 160 |  | 160 |  | SANITARYWARE
1589 | 2053 | 6 | 13 | 160 | 1 | 160.1 |  | SS008 - CONCRETE DOUBLE WASH TROUGH 1080mm (l) x 650mm (w) x 900mm (h) GC Concrete double wash trough | No | 2 |  | 0
1590 | 2054 | 6 | 13 | 160 | 2 | 160.2 |  | SS007 - STAINLESS STEEL inset Wash trough 600x500x257mm. Unit to be manufactured from Grade 304 (18/10) Stainless Steel, 0,9mm gauge. Unit to include a pressed bowl 525x425x257mm deep (43 litres) with a 40mm waste outlet. Unit to be fitted into the worktop, cut out size 585x485mm (worktop elsewhere measured).Stainless Steel Single Sink Mixer with Aerated swivel outlet 1 1/2 " BSP Female outlet. SANS 1480. All included accessories. | No | 3 |  | 0
1591 | 2055 | 6 | 13 | 161 | 3 | 161.3 |  | SS006 - STAINLESS STEAL FLOOR DRAIN with Side Inlets 1-4. Unique Full Flow Floor Trap with the following features: Manufactured from Stainless Steel 304 to ensure acid corrosion and stain resistance. A double water seal to ensure odour-free operation. A large sludge box which retains all the coarse slurry . Top Flange Type: Round (For Epoxy Floors) or Square (For Tiled Floors) Top Cover Plate Type: Circular aperture / Slots / Holes - as requested. Extension for side inlets: 1, 2, 3 or 4 inlets | No | 4 |  | 0
1592 | 2056 | 6 | 13 | 161 | 4 | 161.4 |  | SS005 - STAINLESS STEEL GREASE TRAP Rofo Engineering grade stainless steel grease trap, with two large strainer baskets with draining slots size 700 x 400 x 400mm with 110mm horizontal inlet and 110mm waste outlet, connected to waste pipe. | No | 1 |  | 0
1593 | 2057 | 6 | 13 | 161 | 5 | 161.5 |  | 50mm Waste pipe | m | 14 |  | 0
1594 | 2058 | 6 | 13 | 161 | 6 | 161.6 |  | 110mm pvc pipe laid to min falls 1:60. Pipes beneath slab to be encased in concrete | m | 1 |  | 0
1595 | 2059 | 6 | 13 | 161 | 7 | 161.7 |  | T junction with inspection eye | No | 2 |  | 0
1596 | 2060 | 6 | 13 | 161 | 8 | 161.8 |  | Brick sewer manhole | No | 1 |  | 0
1597 | 2061 | 6 | 13 | 161 | 9 | 161.9 |  | Gulley | No | 1 |  | 0
1598 | 2062 | 6 | 13 | 161 | 10 | 161.1 |  | Stub/vent valve | No | 4 |  | 0
1599 | 2063 | 6 | 13 | 161 |  | 161 |  | WATER SUPPLY
1600 | 2064 | 6 | 13 | 161 |  | 161 |  | Class 1 copper pipes are recommended for high quality installations
1601 | 2065 | 6 | 13 | 161 | 11 | 161.11 |  | 22mm Pipes | m | 6 |  | 0
1602 | 2066 | 6 | 13 | 161 | 12 | 161.12 |  | 22mm Pipes chased into brickwork including brown paper lagging | m | 15 |  | 0
1603 | 2067 | 6 | 13 | 161 | 13 | 161.13 |  | Testing water pipe system | Item | 1 |  | 0
1605 | 100 | 6 | 14 | 163 |  | 163 |  | SECTION NO. 6 BILL NO. 14
1606 | 127 | 6 | 14 | 163 |  | 163 |  | GLAZING
1607 | 2070 | 6 | 14 | 163 |  | 163 |  | Float glass
1608 | 2071 | 6 | 14 | 163 |  | 163 |  | The term "float glass" is used for monolithic annealed glass
1609 | 2072 | 6 | 14 | 163 |  | 163 |  | Laminated glass
1610 | 2073 | 6 | 14 | 163 |  | 163 |  | GLAZING TO STEEL WITH PUTTY
1611 | 2074 | 6 | 14 | 163 |  | 163 |  | Windows to be glazed to SANS min. standards - 6.4mm Low-E glass in panes smaller than and 6mm safety glass for all panels lower than 900mm above FFL (Fit obscure glazing in toilets and ablutions). All to comply with National building regulations see also glazing preambles for minimum standards.
1612 | 2075 | 6 | 14 | 163 | 1 | 163.1 |  | Panes exceeding 0,1m"² and not exceeding 0,5m"² | m² | 220 |  | 0
1613 | 2076 | 6 | 14 | 163 |  | 163 |  | TOPS, SHELVES, DOORS, MIRRORS, ETC
1614 | 2077 | 6 | 14 | 163 |  | 163 |  | 4mm Silvered float glass copper backed mirrors with 10mm bevelled and polished edges, fixed with double sided adhesive tape and silicone
1615 | 2078 | 6 | 14 | 163 | 2 | 163.2 |  | 450mm x 600mm High quality mirror complete with bevelled edges | No | 26 |  | 0
1617 | 101 | 6 | 15 | 164 |  | 164 |  | SECTION NO. 6 BILL NO. 15
1618 | 128 | 6 | 15 | 164 |  | 164 |  | PAINTWORK
1619 | 2080 | 6 | 15 | 164 |  | 164 |  | PREPARATORY WORK TO EXISTING WORK
1620 | 2081 | 6 | 15 | 164 |  | 164 |  | Previously painted plastered surfaces
1621 | 2082 | 6 | 15 | 164 |  | 164 |  | Surfaces shall be thoroughly washed down and allowed to dry completely before any paint is applied. Blistered or peeling paint shall be completely removed and cracks shall be opened, filled with a suitable filler and finished smooth
1622 | 2083 | 6 | 15 | 164 |  | 164 |  | Previously painted metal surfaces
1623 | 2084 | 6 | 15 | 164 |  | 164 |  | Surfaces shall be thoroughly rubbed and cleaned down. Blistered or peeling paint shall be completely removed down to bare metal
1624 | 2085 | 6 | 15 | 164 |  | 164 |  | Previously painted wood surfaces
1625 | 2086 | 6 | 15 | 164 |  | 164 |  | Surfaces shall be thoroughly cleaned down. Blistered or peeling paint shall be completely removed and cracks and crevices shall be primed, filled with suitable filler and finished smooth
1626 | 2087 | 6 | 15 | 164 |  | 164 |  | PAINT SPECIFICATIONS
1627 | 2088 | 6 | 15 | 164 |  | 164 |  | All painting shall be done in accordance with "Dulux" specifications unless otherwise described
1628 | 2089 | 6 | 15 | 164 |  | 164 |  | COLOURS
1629 | 6092 | 6 | 15 | 164 |  | 164 |  | Unless otherwise described paintwork on ceilings shall be deemed to be in the "White" colour group and paintwork on all other components shall be deemed to be in the "Pastel" colour group in accordance with the Natural Colour System (NCS) adopted by the SA National Standards
1630 | 2090 | 6 | 15 | 165 |  | 165 |  | PAINTWORK ETC TO NEW WORK
1631 | 2091 | 6 | 15 | 165 |  | 165 |  | ON FLOATED PLASTER
1632 | 2092 | 6 | 15 | 165 |  | 165 |  | Superior quality PVA acrylic paint (colour to be selected) to new interior cement plaster. One coat Primer and with two coats PVA
1633 | 2093 | 6 | 15 | 165 | 1 | 165.1 |  | On internal walls | m² | 447 |  | 0
1634 | 2094 | 6 | 15 | 165 | 2 | 165.2 |  | On external walls | m² | 15 |  | 0
1635 | 2095 | 6 | 15 | 165 |  | 165 |  | ON PLASTER BOARD
1636 | 2096 | 6 | 15 | 165 |  | 165 |  | Superior quality PVA acrylic paint (colour to be selected) to new gypsum ceilings. One coat Primer and finish with two coats Acrylic PVA
1637 | 2097 | 6 | 15 | 165 | 3 | 165.3 |  | On ceilings | m² | 157 |  | 0
1638 | 2098 | 6 | 15 | 165 | 4 | 165.4 |  | On cornice not exceeding 300mm girth | m | 159 |  | 0
1639 | 2099 | 6 | 15 | 165 |  | 165 |  | ON METAL
1640 | 2100 | 6 | 15 | 165 |  | 165 |  | Contractors Gloss Enamel (colour to be selected) to new exterior galvanised steel. One coat Primer for Steel, undercoat with one coat Universal Undercoat and two coats Contractors Gloss Enamel
1641 | 2101 | 6 | 15 | 165 | 5 | 165.5 |  | On door frames | m² | 2 |  | 0
1642 | 2102 | 6 | 15 | 165 | 6 | 165.6 |  | On window frames | m² | 17 |  | 0
1643 | 2103 | 6 | 15 | 165 |  | 165 |  | Wash door with galvanised iron cleaner, rinse and allow to dry. Paint with undercoat suitable for galvanised iron surface, followed by 2 coats of non drip enamel paint, colour to architect approval
1644 | 2104 | 6 | 15 | 165 | 7 | 165.7 |  | On door frames | m² | 10 |  | 0
1645 | 2105 | 6 | 15 | 165 | 8 | 165.8 |  | On doors | m² | 1 |  | 0
1646 | 2106 | 6 | 15 | 166 |  | 166 |  | ON WOOD
1647 | 2107 | 6 | 15 | 166 |  | 166 |  | Contractors Gloss Enamel (colour to be selected) to new exterior galvanised steel. One coat Primer for Steel, undercoat with one coat Universal Undercoat and two coats Contractors Gloss Enamel
1648 | 2108 | 6 | 15 | 166 | 9 | 166.9 |  | On doors | m² | 37 |  | 0
1650 | 19 | 6 | 16 | 168 | 1 | 168.1 |  | Earthworks (Provisional) | Page | 123
1651 | 20 | 6 | 16 | 168 | 2 | 168.2 |  | Concrete, Formwork & Reinforcement | Page | 128
1652 | 21 | 6 | 16 | 168 | 3 | 168.3 |  | Masonry | Page | 132
1653 | 22 | 6 | 16 | 168 | 4 | 168.4 |  | Waterproofing | Page | 133
1654 | 23 | 6 | 16 | 168 | 5 | 168.5 |  | Roof coverings, Claddings, etc | Page | 134
1655 | 24 | 6 | 16 | 168 | 6 | 168.6 |  | Carpentry and Joinery | Page | 139
1656 | 25 | 6 | 16 | 168 | 7 | 168.7 |  | Ceilings, Partitions and Access Flooring | Page | 142
1657 | 26 | 6 | 16 | 168 | 8 | 168.8 |  | Floor coverings, Wall Linings, etc | Page | 143
1658 | 27 | 6 | 16 | 168 | 9 | 168.9 |  | Ironmongery | Page | 146
1659 | 28 | 6 | 16 | 168 | 10 | 168.1 |  | Metalwork | Page | 151
1660 | 29 | 6 | 16 | 168 | 11 | 168.11 |  | Plastering | Page | 155
1661 | 30 | 6 | 16 | 168 | 12 | 168.12 |  | Tiling | Page | 156
1662 | 31 | 6 | 16 | 168 | 13 | 168.13 |  | Plumbing & Drainage (Provisional) | Page | 162
1663 | 32 | 6 | 16 | 168 | 14 | 168.14 |  | Glazing | Page | 163
1664 | 33 | 6 | 16 | 168 | 15 | 168.15 |  | Paintwork | Page | 167
1665 | 256 | 7 | 1 | 169 |  | 169 |  | SECTION NO. 7 BILL NO. 1
1666 | 257 | 7 | 1 | 169 |  | 169 |  | EARTHWORKS (PROVISIONAL)
1667 | 2111 | 7 | 1 | 169 |  | 169 |  | The following are typical examples of descriptions of "nature of ground" Nature of ground
1668 | 2112 | 7 | 1 | 169 |  | 169 |  | The nature of the ground is assumed to be loose sandy material, therefore "earth", but possibly interspersed with "soft rock" or "hard rock" The nature of the ground is assumed to be gravel, therefore "earth", but possibly interspersed with "soft rock" or "hard rock
1669 | 2113 | 7 | 1 | 169 |  | 169 |  | The nature of the ground is assumed to be silty clay with loose river boulders varying in size up to approximately 450mm diameter, all of which will be deemed as "earth", but possibly interspersed with "hard rock" Trial holes indicate that the nature of the ground is silty clay to a depth of approximately 500mm with fine to medium loose sandy material below, therefore "earth
1670 | 2114 | 7 | 1 | 169 |  | 169 |  | A soils investigation has been carried out on the site by the engineer and the report is annexed to these bills of quantities. The soils report indicates that the ground varies between silty sand, reworked soil of mixed origin and residual shale, all of which will be deemed as "earth". All very hard unweathered shale, ironstone, etc, the removal of which necessitates the use of explosives or heavy duty hydraulic percussion hammers (peckers), will be classified as "hard rock
1671 | 2115 | 7 | 1 | 169 |  | 169 |  | Carting away of excavated material
1672 | 2116 | 7 | 1 | 169 |  | 169 |  | Descriptions of carting away of excavated material shall be deemed to include loading excavated material onto trucks directly from the excavations or, alternatively, from stock piles situated on the building site Filling and layer work materials
1673 | 2117 | 7 | 1 | 170 |  | 170 |  | References such as "G1", "G2", etc and "C1", "C2", etc in descriptions of filling and layer work materials refer to corresponding references in the document "Guidelines for Road Construction Materials. TRH 14 : 1985" compiled by the Committee of State Road Authorities and the properties set out therein for each kind shall be applicable to the respective materials described hereinafter User note
1674 | 2118 | 7 | 1 | 170 |  | 170 |  | When no information regarding density and other tests is available the following preamble in respect of testing may be inserted
1675 | 2119 | 7 | 1 | 170 |  | 170 |  | Testing
1676 | 2120 | 7 | 1 | 170 |  | 170 |  | Prices for filling are to include for all necessary density and other tests
1677 | 2121 | 7 | 1 | 170 |  | 170 |  | Site clearance
1678 | 2122 | 7 | 1 | 170 | 1 | 170.1 |  | Digging up and removing rubbish, debris, vegetation, hedges, shrubs, bush, etc and trees not exceeding 200mm girth | m² | 361 |  | 0
1679 | 2123 | 7 | 1 | 170 |  | 170 |  | EXCAVATION, FILLING, ETC
1680 | 2124 | 7 | 1 | 170 |  | 170 |  | Excavation in earth not exceeding 2m deep
1681 | 2125 | 7 | 1 | 170 | 2 | 170.2 |  | Trenches | m³ | 102 |  | 0
1682 | 2126 | 7 | 1 | 170 |  | 170 |  | Extra over trench and hole excavations in earth for breaking up and removing
1683 | 2127 | 7 | 1 | 170 | 3 | 170.3 |  | Soft rock | m³ | 6 |  | 0
1684 | 2128 | 7 | 1 | 170 | 4 | 170.4 |  | Hard rock | m³ | 2 |  | 0
1685 | 2129 | 7 | 1 | 170 |  | 170 |  | Extra over trench and hole excavations in earth for breaking up and removing
1686 | 2130 | 7 | 1 | 170 | 5 | 170.5 |  | Brickwork | m³ | 1 |  | 0
1687 | 2131 | 7 | 1 | 170 | 6 | 170.6 |  | Unreinforced concrete | m³ | 1 |  | 0
1688 | 2132 | 7 | 1 | 170 | 7 | 170.7 |  | Reinforced concrete | m³ | 1 |  | 0
1689 | 2133 | 7 | 1 | 171 |  | 171 |  | Extra over all excavations for carting away
1690 | 2134 | 7 | 1 | 171 | 8 | 171.8 |  | Surplus material from excavations and/or stock piles on site, to a dumping site to be located by the contractor | m³ | 33 |  | 0
1691 | 2135 | 7 | 1 | 171 |  | 171 |  | Compaction of ground surfaces
1692 | 2136 | 7 | 1 | 171 | 9 | 171.9 |  | Compaction of natural or excavated ground surface under floors etc, including scarifying for a depth of 150mm, breaking down oversize material, adding suitable material where necessary and compacting to 95% Mod AASHTO density LAYER WORK | m² | 361 |  | 0
1693 | 2137 | 7 | 1 | 171 |  | 171 |  | Keeping excavations free of water
1694 | 2138 | 7 | 1 | 171 | 10 | 171.1 |  | Keeping excavations free of water other than subterranean water | Item | 1 |  | 0
1695 | 2139 | 7 | 1 | 171 |  | 171 |  | FILLING ETC
1696 | 2140 | 7 | 1 | 171 |  | 171 |  | Earth filling obtained from the excavations, including haulage approximately 150m from perimeter of excavations (not compacted)
1697 | 2141 | 7 | 1 | 171 | 11 | 171.11 |  | From prescribed stock piles to trenches and holes | m³ | 70 |  | 0
1698 | 2142 | 7 | 1 | 171 |  | 171 |  | Earthflling of 150mm thick G7 natural gravel compacted to 95% Mod Asstho Density
1699 | 2143 | 7 | 1 | 171 | 12 | 171.12 |  | Under surface beds in 150mm layer | m³ | 55 |  | 0
1700 | 2144 | 7 | 1 | 171 |  | 171 |  | Prescribed tests to determine degree of compaction or other properties of ground or filling
1701 | 2145 | 7 | 1 | 171 | 13 | 171.13 |  | Modified AASHTO Density test | No | 5 |  | 0
1702 | 2146 | 7 | 1 | 171 | 14 | 171.14 |  | Field Density test including "Optimum Moisture Content" test (four readings per test) | No | 2 |  | 0
1704 | 259 | 7 | 2 | 173 |  | 173 |  | SECTION NO. 7 BILL NO. 2
1705 | 260 | 7 | 2 | 173 |  | 173 |  | CONCRETE, FORMWORK AND REINFORCEMENT
1706 | 2149 | 7 | 2 | 173 |  | 173 |  | Cost of tests
1707 | 2150 | 7 | 2 | 173 |  | 173 |  | The costs of making, storing and testing of concrete test cubes as required under clause 7 "Tests" of SABS 1200 G shall include the cost of providing cube moulds necessary for the purpose, for testing costs and for submitting reports on the tests for approval. The testing shall be undertaken by an approved independent firm or institution nominated by the contractor (test cubes are measured separately)
1708 | 2151 | 7 | 2 | 173 |  | 173 |  | Breeze concrete
1709 | 2152 | 7 | 2 | 173 |  | 173 |  | Breeze concrete shall consist of twelve parts clean dry furnace ash, free from coal or other foreign matter, to one part cement (1:12); the ash graded up to particles which will pass a 16,5mm ring from a minimum which fails to pass a 4,75mm mesh. The finer materials from the screening are to be first mixed with the cement into a mortar and the ash added afterwards and thoroughly incorporated
1710 | 2153 | 7 | 2 | 173 |  | 173 |  | Lightweight concrete
1711 | 2154 | 7 | 2 | 173 |  | 173 |  | Lightweight concrete shall have a density of 600kg/m3 for the top 50mm and 400kg/m3 for the remaining thickness. The minimum thickness at outlets, channels, etc shall be 50mm
1712 | 2155 | 7 | 2 | 173 |  | 173 |  | Formwork
1713 | 2156 | 7 | 2 | 173 |  | 173 |  | Descriptions of formwork shall be deemed to include use and waste only (except where described as "left in" or "permanent"), for fitting together in the required forms, wedging, plumbing and fixing to true angles and surfaces as necessary to ensure easy release during stripping and for reconditioning as necessary before re-use
1714 | 2157 | 7 | 2 | 174 |  | 174 |  | The vertical strutting shall be carried down to such construction as is sufficiently strong to afford the required support without damage and shall remain in position until the newly constructed work is able to support itself Formwork to soffits of solid slabs etc shall be deemed to be to slabs not exceeding 250mm thick unless otherwise described
1715 | 2158 | 7 | 2 | 174 |  | 174 |  | Formwork to soffits of slabs, beams, etc shall be deemed to be propped up exceeding 1,5m and not exceeding 3,5m high unless otherwise described Formwork to sides of bases, pile caps, ground beams, etc will only be measured where it is prescribed by the engineer for design reasons. Formwork necessitated by irregularity or collapse of excavated faces will not be measured and the cost thereof shall be deemed to be included in the allowance for taking the risk of collapse of the sides of the excavations, provision for which is made in "Earthworks
1716 | 2159 | 7 | 2 | 174 |  | 174 |  | UNREINFORCED CONCRETE CAST AGAINST EXCAVATED SURFACES
1717 | 6120 | 7 | 2 | 174 |  | 174 |  | 15MPa/19mm concrete
1718 | 2163 | 7 | 2 | 174 | 1 | 174.1 |  | Surface blinding under footings and bases | m³ | 6 |  | 0
1719 | 6119 | 7 | 2 | 174 |  | 174 |  | REINFORCED CONCRETE CAST AGAINST EXCAVATED SURFACES
1720 | 2160 | 7 | 2 | 174 |  | 174 |  | 25MPa/19mm concrete
1721 | 2161 | 7 | 2 | 174 | 2 | 174.2 |  | Bases | m³ | 3 |  | 0
1722 | 2164 | 7 | 2 | 174 | 3 | 174.3 |  | Strip footings | m³ | 31 |  | 0
1723 | 2165 | 7 | 2 | 174 |  | 174 |  | REINFORCED CONCRETE CAST IN FORMWORK
1724 | 2166 | 7 | 2 | 174 |  | 174 |  | 25MPa/19mm concrete
1725 | 2167 | 7 | 2 | 174 | 4 | 174.4 |  | Surface beds on waterproofing (including thickenings) | m³ | 33 |  | 0
1726 | 2168 | 7 | 2 | 174 | 5 | 174.5 |  | Ramps | m³ | 3 |  | 0
1727 | 2169 | 7 | 2 | 174 | 6 | 174.6 |  | Stairs including landings, beams and inverted beams | m³ | 4 |  | 0
1728 | 2170 | 7 | 2 | 175 |  | 175 |  | TEST CUBES
1729 | 2171 | 7 | 2 | 175 | 7 | 175.7 |  | Making and testing 150 x 150 x 150mm concrete strength test cube (Provisional) | No | 16 |  | 0
1730 | 2172 | 7 | 2 | 175 |  | 175 |  | Finishing top surfaces of concrete smooth with a steel trowel
1731 | 2173 | 7 | 2 | 175 | 8 | 175.8 |  | Surface beds, slabs, etc to falls | m² | 279 |  | 0
1732 | 2174 | 7 | 2 | 175 |  | 175 |  | Finishing top surfaces of concrete smooth with a wood float
1733 | 2175 | 7 | 2 | 175 | 9 | 175.9 |  | Surface beds, slabs, etc to falls and currents | m² | 73 |  | 0
1734 | 2176 | 7 | 2 | 175 |  | 175 |  | 20 MPa non-shrink grout
1735 | 2177 | 7 | 2 | 175 | 10 | 175.1 |  | Bedding approximately 100mm thick under 50 x 50mm base plate | No | 11 |  | 0
1736 | 2178 | 7 | 2 | 175 |  | 175 |  | ROUGH FORMWORK (DEGREE OF ACCURACY II)
1737 | 2179 | 7 | 2 | 175 |  | 175 |  | Rough formwork to sides
1738 | 2180 | 7 | 2 | 175 | 11 | 175.11 |  | Edges, risers, ends and reveals not exceeding 300mm high or wide | m | 146 |  | 0
1739 | 2182 | 7 | 2 | 175 |  | 175 |  | MOVEMENT JOINTS ETC
1740 | 2183 | 7 | 2 | 175 |  | 175 |  | Expansion joints with 10mm softboard and sealant between vertical concrete and brick surfaces
1741 | 2184 | 7 | 2 | 175 | 12 | 175.12 |  | Not exceeding 300mm high to edges of surface beds | m | 146 |  | 0
1742 | 2185 | 7 | 2 | 175 |  | 175 |  | Expansion joints with between vertical concrete surfaces, including necessary formwork
1743 | 2186 | 7 | 2 | 175 | 13 | 175.13 |  | 3x35mm Saw-cut joints in top of concrete including 8xream and 10mm backing cord with 8 x 13mm sealant (exposed slabs) | m | 19 |  | 0
1744 | 2187 | 7 | 2 | 175 | 14 | 175.14 |  | 3 x 40mm Saw-cut joints in top of concrete | m | 70 |  | 0
1745 | 2188 | 7 | 2 | 176 |  | 176 |  | Horizontal construction joints through concrete including thick cement slurry to one face
1746 | 2189 | 7 | 2 | 176 | 15 | 176.15 |  | Surface beds not exceeding 300mmm thick as per engineers details | m | 129 |  | 0
1747 | 2190 | 7 | 2 | 176 |  | 176 |  | REINFORCEMENT
1748 | 2191 | 7 | 2 | 176 |  | 176 |  | Mild steel reinforcement to structural concrete work
1749 | 2192 | 7 | 2 | 176 | 16 | 176.16 |  | Y10mm Diameter bars | t | 1 |  | 0
1750 | 2193 | 7 | 2 | 176 | 17 | 176.17 |  | Y8mm Diameter bars | t | 1 |  | 0
1751 | 2194 | 7 | 2 | 176 |  | 176 |  | Fabric reinforcement
1752 | 2195 | 7 | 2 | 176 | 18 | 176.18 |  | Type 193 fabric reinforcement in concrete surface beds etc | m² | 362 |  | 0
1754 | 262 | 7 | 3 | 178 |  | 178 |  | SECTION NO. 7 BILL NO. 3
1755 | 263 | 7 | 3 | 178 |  | 178 |  | MASONRY
1756 | 2198 | 7 | 3 | 178 |  | 178 |  | BRICKWORK
1757 | 2199 | 7 | 3 | 178 |  | 178 |  | Sizes in descriptions
1758 | 2200 | 7 | 3 | 178 |  | 178 |  | Where sizes in descriptions are given in brick units, "one brick" shall represent the length and "half brick" the width of a brick
1759 | 2201 | 7 | 3 | 178 |  | 178 |  | Walls in two skins described as "bagged and sealed" shall be deemed to include having the outer face of the inner skin bagged with 1:6 cement and sand mixture and sealed with two coats bitumen emulsion waterproofing coating
1760 | 2202 | 7 | 3 | 178 |  | 178 |  | Face bricks
1761 | 2203 | 7 | 3 | 178 |  | 178 |  | Bricks shall be ordered timeously to obtain uniformity in size and colour Pointing
1762 | 2204 | 7 | 3 | 178 |  | 178 |  | Descriptions of recessed pointing to fair face brickwork and face brickwork shall be deemed to include square recessed, hollow recessed, weathered pointing, etc
1763 | 2205 | 7 | 3 | 178 |  | 178 |  | BLOCKWORK Concrete masonry units
1764 | 2206 | 7 | 3 | 178 |  | 178 |  | Blocks are to be either solid or hollow modular dense concrete masonry units having a compressive strength of 7MPa
1765 | 2207 | 7 | 3 | 178 |  | 178 |  | Wall ties for blockwork
1766 | 2208 | 7 | 3 | 178 |  | 178 |  | Wall ties shall be polypropylene ties complying with BS 76377. Ties for hollow walls shall be of sufficient length to allow not less than 75mm of each end to be built into the blockwork. Ties are to be spaced at intervals of not more than 1m in the horizontal direction and not more than 400mm staggered in the vertical direction except at openings, vertical joints or ends of walls where they are to be placed vertically above each other Blockwork
1767 | 2209 | 7 | 3 | 179 |  | 179 |  | Blockwork shall comply with SANS 10145 "Concrete Masonry Construction" Surfaces to be plastered shall have joints raked out to a depth of at least 10mm to provide a key. Cavities of hollow walls shall be kept free of mortar droppings or other undesirable matter. Every second perpend of the bottom course of the external skin of hollow walls shall be left open as a weep hole Standard complementary blocks
1768 | 2210 | 7 | 3 | 179 |  | 179 |  | Descriptions of blockwork shall be deemed to include standard complementary blocks such as corner, three-quarter, half and quarter blocks required in the construction of corners, reveals, jambs, ends, etc to solid and hollow walls and for bonding as necessary
1769 | 2211 | 7 | 3 | 179 |  | 179 |  | DECORATIVE BLOCKS
1770 | 2212 | 7 | 3 | 179 |  | 179 |  | Blocks shall be of approved manufacture, sound, well burnt or cured and uniform and true in size, shape and colour
1771 | 2213 | 7 | 3 | 179 |  | 179 |  | BRICKWORK
1772 | 6142 | 7 | 3 | 179 |  | 179 |  | Description of brickwork is measured inclusive of all reinforcement, mortar, ties, mortar fillet and closing of cavities and rates should be inclusive of such
1773 | 2214 | 7 | 3 | 179 |  | 179 |  | FOUNDATIONS (PROVISIONAL)
1774 | 2215 | 7 | 3 | 179 | 1 | 179.1 |  | 300mm Hollow walls of two half brick skins | m² | 84 |  | 0
1775 | 2216 | 7 | 3 | 179 | 2 | 179.2 |  | 330 x 330mm Brick square brick piers in foundations at 680mm high | No | 10 |  | 0
1776 | 2217 | 7 | 3 | 179 |  | 179 |  | SUPERSTRUCTURE
1777 | 2218 | 7 | 3 | 179 |  | 179 |  | Brickwork of NFP bricks in class II mortar in load bearing walls
1778 | 2219 | 7 | 3 | 179 | 3 | 179.3 |  | Half brick walls | m² | 13 |  | 0
1779 | 2220 | 7 | 3 | 179 | 4 | 179.4 |  | Half brick walls in beamfilling | m² | 10 |  | 0
1780 | 2221 | 7 | 3 | 179 | 5 | 179.5 |  | One brick walls | m² | 457 |  | 0
1781 | 2222 | 7 | 3 | 179 | 6 | 179.6 |  | 330 x 330mm Brick square brick piers in height 3.34m | No | 10 |  | 0
1782 | 2223 | 7 | 3 | 180 |  | 180 |  | Steel bar reinforcement
1783 | 2224 | 7 | 3 | 180 | 7 | 180.7 |  | 8mm Diameter mild steel bars built in horizontally | t | 1 |  | 0
1784 | 2225 | 7 | 3 | 180 | 8 | 180.8 |  | 8mm Diameter high tensile steel bars built in horizontally | t | 1 |  | 0
1785 | 2226 | 7 | 3 | 180 |  | 180 |  | Prestressed fabricated concrete lintels including necessary temporary supports
1786 | 2227 | 7 | 3 | 180 | 9 | 180.9 |  | 75 x 110mm Lintels in lengths not exceeding 3m | m | 10 |  | 0
1787 | 2228 | 7 | 3 | 180 | 10 | 180.1 |  | 75 x 220mm Lintels in lengths exceeding 3m and not exceeding 4,5m | m | 10 |  | 0
1788 | 2229 | 7 | 3 | 180 | 11 | 180.11 |  | 220 x 110mm Lintels in lengths exceeding 4,5m and not exceeding 6m | m | 10 |  | 0
1789 | 2230 | 7 | 3 | 180 |  | 180 |  | Turning pieces to lintels etc
1790 | 2231 | 7 | 3 | 180 | 12 | 180.12 |  | 220mm Wide turning pieces | m | 39 |  | 0
1791 | 2232 | 7 | 3 | 180 |  | 180 |  | Air bricks etc
1792 | 2233 | 7 | 3 | 180 | 13 | 180.13 |  | 229 x 152mm Terracotta vermin proof air brick | No | 4 |  | 0
1793 | 2234 | 7 | 3 | 180 |  | 180 |  | FACE BRICKWORK
1794 | 2235 | 7 | 3 | 180 |  | 180 |  | Sapphire Imperial FBS clay face brick, jointed in Class II mortar and pointed with flush vertical and flush horizontal joints
1795 | 2236 | 7 | 3 | 180 | 14 | 180.14 |  | Extra over brickwork for face brickwork for one side of one brick wall | m² | 330 |  | 0
1796 | 2237 | 7 | 3 | 180 | 15 | 180.15 |  | Extra over brickwork for face brickwork for one side of one brick wall internally up to 900mm high above FFL | m² | 77 |  | 0
1797 | 2238 | 7 | 3 | 180 | 16 | 180.16 |  | Extra over brickwork for facebrickwork for 330mm x 330mm brick column @ 3.34m high | No | 10 |  | 0
1798 | 2239 | 7 | 3 | 180 | 17 | 180.17 |  | Extra over face brickwork both sides of one brick wall | m² | 20 |  | 0
1799 | 2240 | 7 | 3 | 181 |  | 181 |  | Brick-on-edge header course copings, sills, lintels, etc of "Saphire Imperial FBS Clay" face bricks, pointed with flush recessed joints on all exposed faces
1800 | 2241 | 7 | 3 | 181 | 18 | 181.18 |  | 220mm Copings on top of one brick walls | m | 39 |  | 0
1801 | 2242 | 7 | 3 | 181 | 19 | 181.19 |  | Facebrick lintel | m | 10 |  | 0
1802 | 2243 | 7 | 3 | 181 |  | 181 |  | WINDOW SILLS
1803 | 2244 | 7 | 3 | 181 |  | 181 |  | Facebrick to as per above spec
1804 | 2245 | 7 | 3 | 181 | 20 | 181.2 |  | 110mm Face Brick window sills flat and slightly projecting | m | 10 |  | 0
1806 | 265 | 7 | 4 | 183 |  | 183 |  | SECTION NO. 7 BILL NO. 4
1807 | 266 | 7 | 4 | 183 |  | 183 |  | WATERPROOFING
1808 | 2248 | 7 | 4 | 183 |  | 183 |  | Waterproofing
1809 | 2249 | 7 | 4 | 183 |  | 183 |  | Waterproofing of roofs, basements, etc shall be laid under a ten year guarantee. Waterproofing to roofs shall be laid to even falls to outlets etc with necessary ridges, hips and valleys. Descriptions of sheet or membrane waterproofing shall be deemed to include additional labour to turn-ups and turn-downs
1810 | 2250 | 7 | 4 | 183 |  | 183 |  | DAMPPROOFING OF WALLS AND FLOORS
1811 | 2251 | 7 | 4 | 183 |  | 183 |  | One layer 375 micron embossed polyethylene dampproof course (SANS 952-1985 type B)
1812 | 2252 | 7 | 4 | 183 | 1 | 183.1 |  | In walls | m² | 88 |  | 0
1813 | 2253 | 7 | 4 | 183 |  | 183 |  | One layer 250 micron green polyethylene waterproof sheeting SANS 952-1985 type C sealed at laps with PVC self-adhesive tape
1814 | 2254 | 7 | 4 | 183 | 2 | 183.2 |  | Under surface beds | m² | 362 |  | 0
1815 | 2255 | 7 | 4 | 183 | 3 | 183.3 |  | Vertically between walls | m² | 10 |  | 0
1816 | 2256 | 7 | 4 | 183 |  | 183 |  | Mastic or silicone sealing compound including backing cord, bond breaker, primer, etc
1817 | 2257 | 7 | 4 | 183 | 4 | 183.4 |  | 6 x 10mm In saw cut joints in floors | m | 740 |  | 0
1819 | 268 | 7 | 5 | 184 |  | 184 |  | SECTION NO. 7 BILL NO. 5
1820 | 269 | 7 | 5 | 184 |  | 184 |  | ROOF COVERINGS, CLADDINGS, ETC.
1821 | 2259 | 7 | 5 | 184 |  | 184 |  | PROFILED METAL SHEETING AND ACCESSORIES
1822 | 2260 | 7 | 5 | 184 |  | 184 |  | 0.6mm Colomate finished galvanised metal IBR roof Sheeting @ 15 degrees pitch laid on insulation fixed to timber purlins and trusses
1823 | 2261 | 7 | 5 | 184 | 1 | 184.1 |  | Roof covering with pitches not exceeding 25 degrees | m² | 427 |  | 0
1824 | 2262 | 7 | 5 | 184 | 2 | 184.2 |  | Side cladding | m² | 18 |  | 0
1825 | 2263 | 7 | 5 | 184 | 3 | 184.3 |  | Gable end side cladding not exceeding 250mm | m² | 7 |  | 0
1826 | 2264 | 7 | 5 | 184 | 4 | 184.4 |  | Ridge or Valley flashing | m | 36 |  | 0
1827 | 2265 | 7 | 5 | 184 | 5 | 184.5 |  | Ridge Closer | m | 36 |  | 0
1828 | 2266 | 7 | 5 | 184 |  | 184 |  | ROOF AND WALL INSULATION
1829 | 2267 | 7 | 5 | 184 |  | 184 |  | Multi-layered reinforced double-sided aluminium foil sheeting in accordance with SANS 1381-4 with a mass of not less than 293g/m×"½ and a Class I fire rating in accordance with SANS 0177-3
1830 | 2268 | 7 | 5 | 184 | 6 | 184.6 |  | 135mm Lightweight non combustible fibre glass Insulation blanket laid taut over purlins at approximately 750mm centres and fixed concurrent with roof covering with stapled longitudinal flap joints, including fixing at top and bottom edges to purlins with and including hoop iron straps | m² | 278 |  | 0
1832 | 271 | 7 | 6 | 185 |  | 185 |  | SECTION NO. 7 BILL NO. 6
1833 | 272 | 7 | 6 | 185 |  | 185 |  | CARPENTRY & JOINERY
1834 | 2271 | 7 | 6 | 185 |  | 185 |  | Fixing
1835 | 2272 | 7 | 6 | 185 |  | 185 |  | Items described as "nailed" shall be deemed to be fixed with hardened steel nails or pins, or to be shot-pinned, to brickwork or concrete
1836 | 2273 | 7 | 6 | 185 |  | 185 |  | Items described as "plugged" shall be deemed to include screwing to fibre, plastic or metal plugs at not exceeding 500mm centres, and where described as "bolted", the bolts have been given elsewhere
1837 | 2274 | 7 | 6 | 185 |  | 185 |  | Decorative thermosetting plastic laminate covering
1838 | 2275 | 7 | 6 | 185 |  | 185 |  | Laminate covering shall be glued under pressure and edge strips of same shall be butt jointed at junctions with adjacent similar finish
1839 | 2276 | 7 | 6 | 185 |  | 185 |  | SUPPLEMENTARY PREAMBLES
1840 | 2277 | 7 | 6 | 185 |  | 185 |  | Trusses are at maximum 750mm centres
1841 | 2278 | 7 | 6 | 185 |  | 185 |  | 0.6mm Colomate finished galvanised metal IBR roof Sheeting @ 15 degrees pitch laid on insulation fixed to timber purlins and trusses Roof covering is type on purlins
1842 | 2279 | 7 | 6 | 185 |  | 185 |  | Ceiling is 6mm sheeting edge flush plastered on 38 x 38mm brandering
1843 | 2280 | 7 | 6 | 185 |  | 185 |  | References given in descriptions refer to the respective types of trusses detailed on the architect's/engineer's drawings numbered C100 RevA annexed to these bills of quantities accompanying these bills of quantities for tender purposes Dimensions in descriptions of trusses are nominal and actual measurements are to be obtained from the architect/engineer and/or taken on site before design or fabrication commences
1844 | 2281 | 7 | 6 | 186 |  | 186 |  | Sawn softwood grade S5/S7
1845 | 6136 | 7 | 6 | 186 | 1 | 186.1 |  | Roof construction to double pitched roof with two hipped ends, 352m2m overall on plan x 1.893mm high overall, including trusses, jack rafters, permanent bracing and 76 x 50mm battens at 750mm 38 x 38mm purlins centres for roof covering (wall plates elsewhere) complete and signed of by engineer | No | 1 |  | 0
1846 | 2283 | 7 | 6 | 186 | 2 | 186.2 |  | Wall plates | m | 90 |  | 0
1847 | 2284 | 7 | 6 | 186 |  | 186 |  | SKIRTINGS
1848 | 2285 | 7 | 6 | 186 |  | 186 |  | Timber Skirting, size 18 x 100mm plugged and screwed to wall surface.
1849 | 2286 | 7 | 6 | 186 | 3 | 186.3 |  | 18mm x 100mm High skirtings | m | 221 |  | 0
1850 | 2287 | 7 | 6 | 186 |  | 186 |  | EAVES, VERGES, ETC
1851 | 2288 | 7 | 6 | 186 |  | 186 |  | Sawn softwood
1852 | 2289 | 7 | 6 | 186 | 4 | 186.4 |  | 78 x 78mm Branders | m | 883 |  | 0
1853 | 2290 | 7 | 6 | 186 | 5 | 186.5 |  | 250 x 20mm Barge boards | m | 25 |  | 0
1854 | 2291 | 7 | 6 | 186 | 6 | 186.6 |  | 250 x 20mm Fascias | m | 71 |  | 0
1855 | 2292 | 7 | 6 | 186 |  | 186 |  | TIMBER DOORS, WINDOWS, ETC
1856 | 2293 | 7 | 6 | 186 |  | 186 |  | Fire doors
1857 | 2294 | 7 | 6 | 186 |  | 186 |  | Fire doors are to be in accordance with SANS 1253
1858 | 2295 | 7 | 6 | 186 |  | 186 |  | DOORS ETC
1859 | 2296 | 7 | 6 | 186 | 7 | 186.7 |  | 813 x 2032 x 40mm Solid core flush masonite panel door | No | 8 |  | 0
1860 | 2297 | 7 | 6 | 186 |  | 186 |  | WINDOWS
1861 | 2298 | 7 | 6 | 186 |  | 186 |  | Standard hardboard
1862 | 2299 | 7 | 6 | 186 | 8 | 186.8 |  | 10mm Duct covers in 50mm widths, fixed at 100mm centres along edges with chromium plated dome headed screws in cup washers | m² | 27 |  | 0
1863 | 2300 | 7 | 6 | 187 |  | 187 |  | JOINERY SUNDRIES
1864 | 2302 | 7 | 6 | 187 |  | 187 |  | NOTICEBOARDS, KEYBOARDS, DUCKBOARDS, ETC
1865 | 2303 | 7 | 6 | 187 |  | 187 |  | Wrought Meranti or similar
1866 | 2304 | 7 | 6 | 187 | 9 | 187.9 |  | Standard 20mm Pinning or notice board 1500 x 1500mm high glued to backboard fixed with timber 38 x 38mm Grounds, glued too plastered walls | No | 2 |  | 0
1867 | 2305 | 7 | 6 | 187 |  | 187 |  | White boards
1868 | 2306 | 7 | 6 | 187 | 10 | 187.1 |  | Classroom whie boards not exceeding 8m2 with 38 x38mm Grounds, fixed to plastered walls | No | 1 |  | 0
1869 | 2307 | 7 | 6 | 187 |  | 187 |  | Fire extinguisher boards
1870 | 2308 | 7 | 6 | 187 | 11 | 187.11 |  | 20mm Backboards for 4,5kg fire extinguishers plugged to wall | No | 2 |  | 0
1871 | 2309 | 7 | 6 | 187 |  | 187 |  | CUPBOARDS AND COUNTER TOP JOINERY TO KITCHENS, BEDROOMS, TOPS ETC
1872 | 2310 | 7 | 6 | 187 |  | 187 |  | Cupboards and shelving etc. Refer to Sediko - Sheet - DBSA-JBT-S1-ARCH-DWG114_Science & Media-Plans & Sections
1873 | 2311 | 7 | 6 | 187 | 12 | 187.12 |  | Long L Shaped Shelving at 1500mm high, including end section for newspapers, as per architectural details | No | 1 |  | 0
1874 | 2312 | 7 | 6 | 187 | 13 | 187.13 |  | Island shelving as per architectural details of 3 units 2 of the same sizes and one smaller size | No | 3 |  | 0
1875 | 2313 | 7 | 6 | 187 | 14 | 187.14 |  | Fixed shelving as per architectural details | No | 1 |  | 0
1876 | 2314 | 7 | 6 | 187 | 15 | 187.15 |  | Fixed shelving as per architectural details | No | 1 |  | 0
1877 | 2315 | 7 | 6 | 187 |  | 187 |  | Counter Tops Refer to Sediko - Sheet - DBSA-JBT-S1-ARCH-DWG114_Science & Media-Plans & Sections
1878 | 2316 | 7 | 6 | 187 | 16 | 187.16 |  | Solid worktop counter fixed to wall with brackets or similar including holes | No | 1 |  | 0
1879 | 2317 | 7 | 6 | 188 | 17 | 188.17 |  | Solid worktop counter fixed to wall with brackets or similar including holes | No | 1 |  | 0
1880 | 2318 | 7 | 6 | 188 | 18 | 188.18 |  | Counter top as per design detail 600mm deep of melamine wrapped finish complete | No | 1 |  | 0
1881 | 2319 | 7 | 6 | 188 | 19 | 188.19 |  | Counter top as per design detail 600mm deep of melamine wrapped finish complete | No | 1 |  | 0
1882 | 2320 | 7 | 6 | 188 | 20 | 188.2 |  | Counter top as per design detail 600mm deep of melamine wrapped finish complete | No | 1 |  | 0
1883 | 2321 | 7 | 6 | 188 | 21 | 188.21 |  | Counter top as per architectural details complete | No | 1 |  | 0
1885 | 274 | 7 | 7 | 190 |  | 190 |  | SECTION NO. 7 BILL NO. 7
1886 | 275 | 7 | 7 | 190 |  | 190 |  | CEILINGS, PARTITIONS AND ACCESS FLOORING
1887 | 2323 | 7 | 7 | 190 |  | 190 |  | Fixing
1888 | 2324 | 7 | 7 | 190 |  | 190 |  | Items described as "nailed" shall be deemed to be fixed with hardened steel nails or pins, or to be shot-pinned, to brickwork or concrete
1889 | 2325 | 7 | 7 | 190 |  | 190 |  | Items described as "plugged" shall be deemed to include screwing to fibre, plastic or metal plugs at not exceeding 500mm centres, and where described as "bolted", the bolts have been given elsewhere
1890 | 2326 | 7 | 7 | 190 |  | 190 |  | Ceilings
1891 | 2327 | 7 | 7 | 190 |  | 190 |  | Unless otherwise described ceilings shall be deemed to be horizontal
1892 | 2328 | 7 | 7 | 190 |  | 190 |  | Bulkheads
1893 | 2329 | 7 | 7 | 190 |  | 190 |  | Unless otherwise described bulkheads shall be deemed to be horizontal along the length
1894 | 2330 | 7 | 7 | 190 |  | 190 |  | Steel components
1895 | 2331 | 7 | 7 | 190 |  | 190 |  | All steel components for ceilings, partitions, etc are to be galvanised in accordance with SANS 121
1896 | 2332 | 7 | 7 | 190 |  | 190 |  | NAILED-UP CEILINGS
1897 | 2333 | 7 | 7 | 190 |  | 190 |  | Installation of RhinoBoard 6.4mm including 38 x 38mm SA Pine brandering at 400mm centres in one direction, ceiling screws at 150mm c/c to timber at max 400mm c/c to tie beam. Including concealed grid with staggered joints, M strips and spot screw heards. Plus Isover 115mm thick Aerolite thermal ceiling insulation
1898 | 2334 | 7 | 7 | 190 | 1 | 190.1 |  | Ceilings nailed-up not exceeding 1m below roof trusses | m² | 220 |  | 0
1899 | 2335 | 7 | 7 | 191 |  | 191 |  | Installation of RhinoBoard 6.4mm including 38 x 38mm SA Pine brandering at 400mm centres in one direction, ceiling screws at 150mm c/c to timber at max 400mm c/c to tie beam. Including concealed grid with staggered joints, M strips and spot screw heards. Plus Isover 115mm thick Aerolite thermal ceiling insulation. Timber brandering shall be suitably fixed to the tie beam/joist.
1900 | 2336 | 7 | 7 | 191 | 2 | 191.2 |  | Ceilings nailed-up not exceeding 1m below roof trusses | m² | 35 |  | 0
1901 | 2337 | 7 | 7 | 191 |  | 191 |  | Cornice, perimeter trims, etc to ceiling
1902 | 2338 | 7 | 7 | 191 |  | 191 |  | Gypsum cornice, 75 x 75mm high
1903 | 2339 | 7 | 7 | 191 | 3 | 191.3 |  | Cornice | m | 163 |  | 0
1904 | 2340 | 7 | 7 | 191 |  | 191 |  | PARTITIONS
1905 | 2341 | 7 | 7 | 191 |  | 191 |  | Toilet Partition System comprising 16mm thick particle board panels, laminated both sides with Melamine, edged all round with 22 x 22mm lipped channel and fixed into position by means of full height vertical aluminium receiving channels plugged to walls and fixed to pilasters. Partitions are to be supported by a continuous 25 x 25mm aluminium transom section over doors and supplied with standard ironmongery comprising indicator bolts, hat and coat hooks, doors stops, toilet roll holders and rubber buffers. All exposed aluminium sections are to be natural anodised
1906 | 2342 | 7 | 7 | 191 | 4 | 191.4 |  | Partitions 2000mm high | m | 6 |  | 0
1907 | 2343 | 7 | 7 | 191 | 5 | 191.5 |  | Extra over partitions for T junctions | No | 2 |  | 0
1908 | 2344 | 7 | 7 | 191 | 6 | 191.6 |  | Extra over partitions for vertical abutments | No | 4 |  | 0
1909 | 2345 | 7 | 7 | 191 | 7 | 191.7 |  | Extra over partition for partition door 762 x 1762mm high framed including standard ironmongery | No | 4 |  | 0
1911 | 277 | 7 | 8 | 193 |  | 193 |  | SECTION NO. 7 BILL NO. 8
1912 | 278 | 7 | 8 | 193 |  | 193 |  | FLOOR COVERINGS, WALL LININGS, ETC.
1913 | 2347 | 7 | 8 | 193 |  | 193 |  | Fixing
1914 | 2348 | 7 | 8 | 193 |  | 193 |  | Floor coverings, wall linings, etc shall, where applicable, be fixed with adhesive as recommended by the manufacturers of the flooring, linings, etc
1915 | 2349 | 7 | 8 | 193 |  | 193 |  | Fully flexible vinyl floor tiles, size 300 x 300 x 2.5mm thick, manufactured in accordance with SANS 786:2000, laid in adhesive spread with a trowel using Leveller when required and rolled with 68kg three section metal roller on completion.
1916 | 2350 | 7 | 8 | 193 | 1 | 193.1 |  | On new screeded floors | m² | 254 |  | 0
1917 | 2351 | 7 | 8 | 193 |  | 193 |  | Fully flexible vinyl floor tiles, 2.5mm thick, manufactured in accordance with SANS 786:2000, laid in adhesive spread with a trowel using Leveller when required and rolled with 68kg three section metal roller on completion.
1918 | 2352 | 7 | 8 | 193 | 2 | 193.2 |  | 100mm High skirting | m | 163 |  | 0
1920 | 280 | 7 | 9 | 194 |  | 194 |  | SECTION NO. 7 BILL NO. 9
1921 | 281 | 7 | 9 | 194 |  | 194 |  | IRONMONGERY
1922 | 2355 | 7 | 9 | 194 |  | 194 |  | Proprietary items
1923 | 2356 | 7 | 9 | 194 |  | 194 |  | Where applicable the manufacturers' names or product catalogue titles are given in sub-headings preceding the items Prices are to be based on the specific products/articles specified. If tenderers wish to offer alternative products/articles for certain items, these items are to be clearly marked and the alternative specification given with supporting brochures etc clarifying the features of the products/articles offered On request returnable samples are to be provided to the principal agent for consideration HINGES, BOLTS, ETC
1924 | 2357 | 7 | 9 | 194 |  | 194 |  | Manufactured by Dorma or equally approved
1925 | 2358 | 7 | 9 | 194 |  | 194 |  | Measured per door
1926 | 2359 | 7 | 9 | 194 | 1 | 194.1 |  | Stainless Steel floor mounted door stop, size 24 x 45mm, 2 x UNION two ball bearing butt hinge Stainless Steel finish, 4 Lever lockset with Satin Chrome handle finish including powder coated 4 lever lock with Zinc backplate. | No | 6 |  | 0
1927 | 2360 | 7 | 9 | 194 | 2 | 194.2 |  | Stainless Steel floor mounted door stop, size 24 x 45mm, 2 x UNION two ball bearing butt hinge Stainless Steel finish, 4 Lever lockset with Satin Chrome handle finish including powder coated 4 lever lock with Zinc backplate. | No | 2 |  | 0
1928 | 2361 | 7 | 9 | 194 | 3 | 194.3 |  | 4 x UNION two ball bearing butt hinge with Stainless Steel finish, 4 Lever lockset with Satin Chrome handle finish including powder coated 4 lever lock with Zinc backplate. | No | 2 |  | 0
1929 | 2362 | 7 | 9 | 194 |  | 194 |  | DOOR CLOSERS
1930 | 2363 | 7 | 9 | 194 |  | 194 |  | Manufactured by Dorma or equally approved
1931 | 2364 | 7 | 9 | 194 | 4 | 194.4 |  | Door closer | No | 2 |  | 0
1933 | 283 | 7 | 10 | 195 |  | 195 |  | SECTION NO. 7 BILL NO. 10
1934 | 284 | 7 | 10 | 195 |  | 195 |  | METALWORK
1935 | 2367 | 7 | 10 | 195 |  | 195 |  | Descriptions of bolts, anchors, etc
1936 | 2368 | 7 | 10 | 195 |  | 195 |  | Descriptions of bolts shall be deemed to include nuts and washers
1937 | 2369 | 7 | 10 | 195 |  | 195 |  | Descriptions of expansion anchors and bolts and chemical anchors and bolts shall be deemed to include nuts, washers and mortices in brickwork or concrete
1938 | 2370 | 7 | 10 | 195 |  | 195 |  | Items described as "holed for bolt(s)" shall be deemed to exclude the bolts unless otherwise described
1939 | 2371 | 7 | 10 | 195 |  | 195 |  | Items described as "plugged" shall be deemed to include screwing to fibre, plastic or metal plugs at not exceeding 600mm centres
1940 | 2372 | 7 | 10 | 195 |  | 195 |  | Aluminium doors, windows, etc
1941 | 2373 | 7 | 10 | 195 |  | 195 |  | Doors and windows shall comply with AAAMSA design criteria Glazing shall comply with SAGGA regulations. Glass thickness shall comply with SAGGA regulations irrespective of thicknesses shown on the schedules/drawings Doors and windows shall be supplied with protective tape and plastic and shall be removed only once surrounding trades have been completed For purpose made windows and doors, refer to drawings annexed to these bills of quantities
1942 | 2374 | 7 | 10 | 195 |  | 195 |  | The following certificates shall be provided prior to commencement of site work:1 A copy of the relevant AAAMSA Performance Test Certificate from the manufacturer/contractor supplying the architectural aluminium product 2 A Certificate of Conformance confirming that anodising or powder coating has been processed in accordance with SANS 999 and SANS 1796 respectively
1943 | 2375 | 7 | 10 | 196 |  | 196 |  | A powder guarantee of not less than 15 years issued by the powder manufacturer. The specific conditions contained in this guarantee shall form part of the powder coating process 4 A Certificate of Conformance confirming that glazing has been installed in accordance with SANS 0137, ensuring that safety glazing materials have been installed in the mandatory areas and that each individual pane of safety glazing materials has been permanently marked5 A warranty from the manufacturer of the laminated safety glass and/or hermetically sealed glazing units guaranteeing the products against delamination and colour degradation for a period of not less than five years
1944 | 2376 | 7 | 10 | 196 |  | 196 |  | PRESSED STEEL DOOR FRAMES
1945 | 2377 | 7 | 10 | 196 |  | 196 |  | GALVANISED PRESSED STEEL DOOR FRAMES
1946 | 2378 | 7 | 10 | 196 |  | 196 |  | 1,2mm Rebated frames suitable for half brick walls with hinges
1947 | 2379 | 7 | 10 | 196 | 1 | 196.1 |  | Frame for 813 x 2032 x 40mm door | No | 2 |  | 0
1948 | 2380 | 7 | 10 | 196 |  | 196 |  | 1,2mm Double rebated frames suitable for one brick walls WITH 1 PAIR OF HINGES
1949 | 2381 | 7 | 10 | 196 | 2 | 196.2 |  | Frame for 813 x 2032 x 40mm door | No | 6 |  | 0
1950 | 2382 | 7 | 10 | 196 | 3 | 196.3 |  | Frame for double door 1280 x 1825mm fixing lugs and 2 steel butt hinges, suitable for 270mm facebrick walls | No | 1 |  | 0
1951 | 2383 | 7 | 10 | 196 |  | 196 |  | Preparation of frames for fixing of ironmongery
1952 | 2384 | 7 | 10 | 196 | 4 | 196.4 |  | Arm of door closer | No | 2 |  | 0
1953 | 2385 | 7 | 10 | 196 |  | 196 |  | GALVANISED STEEL WINDOWS, DOORS, ETC
1954 | 2386 | 7 | 10 | 196 |  | 196 |  | Standard school windows
1955 | 2387 | 7 | 10 | 196 | 5 | 196.5 |  | Top hung standard steel window, finished in Grey oxide primer , size 1022mm x 654mm high, fitted with B1 burglar bars. Window to comply strictly to SABS as well as the AAAMSA standards concerning sections, size and opening section. Joints between window frame and wall opening to be sealed water tight with an approved sealant | No | 6 |  | 0
1956 | 2388 | 7 | 10 | 197 | 6 | 197.6 |  | Top & side hung standard steel window, finished in Grey oxide primer, size 1 302mm x 1 445mm high, fitted with B1 burglar bars. Window to comply strictly to SABS as well as the AAAMSA standards concerning sections, size and opening section. Joints between window frame and wall opening to be sealed water tight with an approved sealant | No | 28 |  | 0
1958 | 286 | 7 | 11 | 199 |  | 199 |  | SECTION NO. 7 BILL NO. 11
1959 | 287 | 7 | 11 | 199 |  | 199 |  | PLASTERING
1960 | 2390 | 7 | 11 | 199 |  | 199 |  | GRANOLITHIC
1961 | 2391 | 7 | 11 | 199 |  | 199 |  | Method
1962 | 2392 | 7 | 11 | 199 |  | 199 |  | The method to be used shall be either the monolithic method or the bonded method
1963 | 2393 | 7 | 11 | 199 |  | 199 |  | Preparation
1964 | 2394 | 7 | 11 | 199 |  | 199 |  | For granolithic applied monolithically, the concrete floor shall be swept clean after bleeding of the concrete has ceased and the slab has begun to stiffen; any remaining bleed water shall be removed and the granolithic applied immediately thereafter. For granolithic to be bonded to the floor slab after it has hardened, the slab surface shall be hacked (preferably by mechanical means) until all laitance, dirt, oil, etc is dislodged and swept clean of all loose matter. The slab shall then be wetted and kept damp for at least six hours before applying the granolithic
1965 | 2395 | 7 | 11 | 199 |  | 199 |  | Mix
1966 | 2396 | 7 | 11 | 199 |  | 199 |  | Granolithic shall attain a compressive strength of at least 41MPa. The coarse aggregate shall comply with SANS 1083 and shall generally be capable of passing a 10mm mesh sieve. Where the thickness of the granolithic exceeds 25mm, the size of the coarse aggregate shall be increased to the maximum size compatible with the thickness of the granolithic
1967 | 2397 | 7 | 11 | 199 |  | 199 |  | Panels
1968 | 2398 | 7 | 11 | 199 |  | 199 |  | Granolithic shall be laid in panels not exceeding 14m"² for monolithic finishes, not exceeding 9,5m"² for bonded finishes and not exceeding 6m"² for all external granolithic. Wherever possible, panels shall be square but at no time should the length of the panel exceed 1,5 times its width
1969 | 2399 | 7 | 11 | 200 |  | 200 |  | Where possible joints between panels shall be positioned over joints in the floor slab and shall be at least 3mm wide through the full thickness of the finish, separated by strips of wood or fibreboard and finished with V-joints
1970 | 2400 | 7 | 11 | 200 |  | 200 |  | Laying
1971 | 2401 | 7 | 11 | 200 |  | 200 |  | Monolithic granolithic shall be applied to the partially set slab and thoroughly compacted and lightly wood floated to the required levels
1972 | 2402 | 7 | 11 | 200 |  | 200 |  | Bonded granolithic shall be applied to the slab after applying a 1:1 sand-and-cement slurry brushed over the surface and allowed to partially set before applying the granolithic. The granolithic shall be throughly compacted and lightly wood floated to the required levels
1973 | 2403 | 7 | 11 | 200 |  | 200 |  | After wood floating, the monolithic and bonded granolithic shall remain undisturbed until bleeding has ceased and the surface has stiffened. Any remaining bleed water and laitance shall then be removed and the surface steel trowelled or power floated
1974 | 2404 | 7 | 11 | 200 |  | 200 |  | Curing, seasoning and protection
1975 | 2405 | 7 | 11 | 200 |  | 200 |  | Granolithic shall be covered with clean hessian with waterproof building foil over and kept wet for at least seven days after laying
1976 | 2406 | 7 | 11 | 200 |  | 200 |  | SCREEDS
1977 | 2407 | 7 | 11 | 200 |  | 200 |  | Self levelling Screeds on concrete
1978 | 2408 | 7 | 11 | 200 | 1 | 200.1 |  | 30mm Thick screed on floors and landings | m² | 324 |  | 0
1979 | 2409 | 7 | 11 | 200 |  | 200 |  | INTERNAL PLASTER
1980 | 2410 | 7 | 11 | 200 |  | 200 |  | Plaster mix for rough brick walls, composed of 1 part : and 6 parts sand 10mm - 20mm thick finished with a steel trowel to rough brick walls, in accordance with SANS 50197-1
1981 | 2411 | 7 | 11 | 200 | 2 | 200.2 |  | On walls | m² | 385 |  | 0
1982 | 2412 | 7 | 11 | 201 |  | 201 |  | EXTERNAL PLASTER
1983 | 2413 | 7 | 11 | 201 |  | 201 |  | Plaster mix for rough brick walls, composed of 1 part : and 6 parts sand 10mm - 20mm thick finished with a steel trowel to rough brick walls, in accordance with SANS 50197-1
1984 | 2414 | 7 | 11 | 201 | 3 | 201.3 |  | On walls | m² | 35 |  | 0
1986 | 289 | 7 | 12 | 203 |  | 203 |  | SECTION NO. 7 BILL NO. 12
1987 | 290 | 7 | 12 | 203 |  | 203 |  | TILING
1988 | 2416 | 7 | 12 | 203 |  | 203 |  | Patterns
1989 | 2417 | 7 | 12 | 203 |  | 203 |  | Unless otherwise described, tiles shall be laid with continuous joints in both directions
1990 | 2418 | 7 | 12 | 203 |  | 203 |  | Fixing
1991 | 2419 | 7 | 12 | 203 |  | 203 |  | Unless described as "fixed with adhesive to plaster (plaster elsewhere)" descriptions of tiling on brick or concrete walls, columns, etc shall be deemed to include 1:4 cement plaster backing and descriptions of tiling on concrete floors etc shall be deemed to include 1:3 plaster bedding
1992 | 2420 | 7 | 12 | 203 |  | 203 |  | Tiling described as "fixed with adhesive on power floated concrete" shall be deemed to include for approved tiling key-coat
1993 | 2421 | 7 | 12 | 203 |  | 203 |  | Ceramic, porcelain, marble and granite tiles are to be fixed and grouted with suitable adhesives and grouts as recommended by the manufacturer of the tiles
1994 | 2422 | 7 | 12 | 203 |  | 203 |  | WALL TILING
1995 | 2423 | 7 | 12 | 203 |  | 203 |  | Ceramic tiles size 100 x 200mm, fixed to internal wall plaster backing with tile adhesive mixed with Bond in lieu of water with joints continuous in both directions and grouted
1996 | 2424 | 7 | 12 | 203 | 1 | 203.1 |  | On walls | m² | 10 |  | 0
1997 | 2425 | 7 | 12 | 203 |  | 203 |  | FLOOR TILING
1998 | 2426 | 7 | 12 | 203 |  | 203 |  | Ceramic tiles size 300 x 300mm, fixed to internal wall plaster backing with tile adhesive mixed with Bond in lieu of water with joints continuous in both directions and grouted
1999 | 2427 | 7 | 12 | 203 | 2 | 203.2 |  | On floors and landings | m² | 10 |  | 0
2001 | 292 | 7 | 13 | 204 |  | 204 |  | SECTION NO. 7 BILL NO. 13
2002 | 293 | 7 | 13 | 204 |  | 204 |  | PLUMBING & DRAINAGE (PROVISIONAL)
2003 | 2429 | 7 | 13 | 204 |  | 204 |  | Wire gratings
2004 | 2430 | 7 | 13 | 204 |  | 204 |  | Descriptions of gutter outlets etc shall be deemed to include wire balloon gratings
2005 | 2431 | 7 | 13 | 204 |  | 204 |  | Stormwater channels
2006 | 2432 | 7 | 13 | 204 |  | 204 |  | Descriptions of channels shall be deemed to include necessary excavation, surface preparation, compaction, etc, and disposal of surplus material on site French drains
2007 | 2433 | 7 | 13 | 204 |  | 204 |  | Septic tanks
2008 | 2434 | 7 | 13 | 204 |  | 204 |  | Descriptions of proprietary type septic tanks shall be deemed to include excavation, bedding and jointing, concrete base slabs, jointing to drains and backfilling, compaction, etc all in accordance with the manufacturer's instructions and disposal of surplus material on site
2009 | 2435 | 7 | 13 | 204 |  | 204 |  | Stainless steel basins, sinks, wash troughs, urinals, etc
2010 | 2436 | 7 | 13 | 204 |  | 204 |  | Stainless steel for economy basins, domestic sinks and worktops shall be Type 430 (17/0) Stainless steel for urinals, basins, quality sinks, wash troughs, institutional equipment, etc shall be Type 304 (18/8) Stainless steel for laboratory sinks, photographic equipment, etc shall be Type 316 (18/8) Units shall have standard aprons on all exposed edges and tiling keys against walls where applicable
2011 | 2437 | 7 | 13 | 204 |  | 204 |  | Sealing of edges
2012 | 2438 | 7 | 13 | 204 |  | 204 |  | Outer edges of sinks, basins, baths, urinals, etc are to be sealed against adjacent surfaces with approved silicone
2013 | 2439 | 7 | 13 | 205 |  | 205 |  | PVC-U pipes and fittings
2014 | 2440 | 7 | 13 | 205 |  | 205 |  | Sewer and drainage pipes and fittings shall be jointed and sealed with butyl rubber rings Soil, waste and vent pipes and fittings shall be solvent weld jointed or sealed with butyl rubber rings
2015 | 2441 | 7 | 13 | 205 |  | 205 |  | PVC-U pressure pipes and fittings
2016 | 2442 | 7 | 13 | 205 |  | 205 |  | Pipes of 50mm diameter and smaller shall be plain ended with solvent welded PVC-U loose sockets and fittings Pipes of 63mm diameter and greater shall have sockets and spigots with push-in type integral rubber ring joints. Bends shall be PVC-U and all other fittings shall be cast iron, all with similar push-in type joints
2017 | 2443 | 7 | 13 | 205 |  | 205 |  | High density polyethylene (HDPe) pipes and fittings
2018 | 2444 | 7 | 13 | 205 |  | 205 |  | Pipes shall be type IV and of the class specified with compression fittings Polypropylene pipes
2019 | 2445 | 7 | 13 | 205 |  | 205 |  | Polypropylene pipes 54mm diameter and smaller shall be seamless copper coloured Class 16 pipes jointed with heat welded thermoplastic or where so described compression fittings Pipes shall be firmly fixed to walls, etc with coloured nylon snap-in pipe clips with provision for accommodating thermal movement and jointed and fixed strictly in accordance with the manufacturer's instructions
2020 | 2446 | 7 | 13 | 205 |  | 205 |  | Copper pipes
2021 | 2447 | 7 | 13 | 205 |  | 205 |  | Pipes shall be hard drawn and half-hard pipes of the class described. Class 0 (thin walled hard drawn) pipes shall not be bent. Class 1 (thin walled half-hard), Class 2 (half-hard) and Class 3 (heavy walled half-hard) pipes shall only be bent with benders with inner and outer formers. Fittings to copper waste, vent and anti-syphon pipes, capillary solder fittings. Capillary solder fittings shall comply with ISO 2016 Copper pipes are to be installed in accordance with the latest revision of the Code of Practice for Copper Plumbing soldering techniques. Flux, solder, etc to be strictly in accordance with the manufacturer's requirements with special attention to copper flux composition
2022 | 2448 | 7 | 13 | 206 |  | 206 |  | Reducing fittings
2023 | 2449 | 7 | 13 | 206 |  | 206 |  | Where fittings have reducing ends or branches they are described as "reducing" and only the largest end or branch size is given. Should the contractor wish to use other fittings and bushes or reducers he may do so on the understanding that no claim in this regard will be entertained Fixing of pipes
2024 | 2450 | 7 | 13 | 206 |  | 206 |  | Unless specifically otherwise stated, descriptions of pipes shall be deemed to include fixing to walls, etc, casting in, building in or suspending not exceeding 1m below suspension level
2025 | 2451 | 7 | 13 | 206 |  | 206 |  | Paper wrapping to pipes
2026 | 2452 | 7 | 13 | 206 |  | 206 |  | Pipes chased into brickwork must be wrapped with two layers of stout brown paper tied with wire. Rates are to include for wrapping around joints and fittings
2027 | 2453 | 7 | 13 | 206 |  | 206 |  | Disinfection of water pipework
2028 | 2454 | 7 | 13 | 206 |  | 206 |  | Water pipework is to be disinfected at completion
2029 | 2455 | 7 | 13 | 206 |  | 206 |  | Prices for wrapping of pipes shall include for all work as described to couplings in the length
2030 | 2456 | 7 | 13 | 206 |  | 206 |  | Laying, backfilling, bedding, etc of pipes
2031 | 2457 | 7 | 13 | 206 |  | 206 |  | Pipes shall be laid and bedded in accordance with manufacturers' instructions and trenches shall be carefully backfilled
2032 | 2458 | 7 | 13 | 206 |  | 206 |  | Where no manufacturers' instructions exist, pipes shall be laid in accordance with the relevant section of SANS 2001
2033 | 2459 | 7 | 13 | 207 |  | 207 |  | General
2034 | 2460 | 7 | 13 | 207 |  | 207 |  | Descriptions of cast iron roof outlets shall be deemed to include joints to pipes and casting into concrete (adaptors for joints to PVC pipes, etc are given separately) Descriptions of overflow pipes where measured in number, shall be deemed to include joints to cisterns and splay cut ends Descriptions of pipes laid in and including trenches and of inspection chambers, catchpits, etc shall be deemed to include excavation, bedding, backfilling, compaction to a minimum of 95% Mod AASHTO density and disposal of surplus material on site
2035 | 2461 | 7 | 13 | 207 |  | 207 |  | Descriptions of service pipes and flexible connecting pipes shall be deemed to include connections to taps, cisterns, etc and to steel pipes (adaptors for connections to copper pipes, etc are given separately)
2036 | 2462 | 7 | 13 | 207 |  | 207 |  | Descriptions of WC pans, slop hoppers, etc shall be deemed to include for joints to soil pipes (pan connectors are separately measured)
2037 | 2463 | 7 | 13 | 207 |  | 207 |  | As-built drawings
2038 | 2464 | 7 | 13 | 207 |  | 207 |  | SANITARYWARE
2039 | 2465 | 7 | 13 | 207 | 1 | 207.1 |  | Sanitary ware ceramic fireclay 585 x 435 mm hospital basin, including "¼ turns wrist action mixer, c.p. waste, overflow tube. Two fixing screws, plugs and c.p. caps. Supplied with two tapholes. with two MEDICAL Pillar taps elbow action.1/2" BSP MI SANS 226 TYPE 2. | No | 13 |  | 0
2040 | 2466 | 7 | 13 | 207 | 2 | 207.2 |  | 50mm Waste pipe | m | 17 |  | 0
2041 | 2467 | 7 | 13 | 207 | 3 | 207.3 |  | 50mm pvc pipe laid to min falls 1:60. Pipes beneath slab to be encased in concrete | m | 34 |  | 0
2042 | 2468 | 7 | 13 | 207 | 4 | 207.4 |  | T Junction | No | 9 |  | 0
2043 | 2469 | 7 | 13 | 207 | 5 | 207.5 |  | Brick sewer manhole | No | 1 |  | 0
2044 | 2470 | 7 | 13 | 207 | 6 | 207.6 |  | Gulley | No | 4 |  | 0
2045 | 2471 | 7 | 13 | 207 | 7 | 207.7 |  | Stub/vent valve | No | 4 |  | 0
2046 | 2472 | 7 | 13 | 207 | 8 | 207.8 |  | Testing water pipe system | Item | 1 |  | 0
2047 | 2473 | 7 | 13 | 208 |  | 208 |  | WATER SUPPLY
2048 | 2474 | 7 | 13 | 208 |  | 208 |  | Class 1 copper pipes are recommended for high quality installations
2049 | 2475 | 7 | 13 | 208 | 9 | 208.9 |  | 22mm Pipes | m | 30 |  | 0
2050 | 2476 | 7 | 13 | 208 | 10 | 208.1 |  | 22mm Pipes chased into brickwork including brown paper lagging | m | 15 |  | 0
2051 | 2477 | 7 | 13 | 208 | 11 | 208.11 |  | Testing water pipe system | Item | 1 |  | 0
2053 | 295 | 7 | 14 | 210 |  | 210 |  | SECTION NO. 7 BILL NO. 14
2054 | 296 | 7 | 14 | 210 |  | 210 |  | GLAZING
2055 | 2480 | 7 | 14 | 210 |  | 210 |  | Float glass
2056 | 2481 | 7 | 14 | 210 |  | 210 |  | The term "float glass" is used for monolithic annealed glass
2057 | 2482 | 7 | 14 | 210 |  | 210 |  | Laminated glass
2058 | 2483 | 7 | 14 | 210 |  | 210 |  | GLAZING TO STEEL WITH PUTTY
2059 | 2484 | 7 | 14 | 210 |  | 210 |  | Windows to be glazed to SANS min. standards - 6.4mm Low-E glass in panes smaller than 0.5mm2 All to comply with National building regulations see also glazing preambles for minimum standards.
2060 | 2485 | 7 | 14 | 210 | 1 | 210.1 |  | Panes exceeding 0,1m"² and not exceeding 0,5m"² | m² | 46 |  | 0
2062 | 298 | 7 | 15 | 211 |  | 211 |  | SECTION NO. 7 BILL NO. 15
2063 | 299 | 7 | 15 | 211 |  | 211 |  | PAINTWORK
2064 | 2487 | 7 | 15 | 211 |  | 211 |  | PREPARATORY WORK TO EXISTING WORK
2065 | 2488 | 7 | 15 | 211 |  | 211 |  | Previously painted plastered surfaces
2066 | 2489 | 7 | 15 | 211 |  | 211 |  | Surfaces shall be thoroughly washed down and allowed to dry completely before any paint is applied. Blistered or peeling paint shall be completely removed and cracks shall be opened, filled with a suitable filler and finished smooth
2067 | 2490 | 7 | 15 | 211 |  | 211 |  | Previously painted metal surfaces
2068 | 2491 | 7 | 15 | 211 |  | 211 |  | Surfaces shall be thoroughly rubbed and cleaned down. Blistered or peeling paint shall be completely removed down to bare metal
2069 | 2492 | 7 | 15 | 211 |  | 211 |  | Previously painted wood surfaces
2070 | 2493 | 7 | 15 | 211 |  | 211 |  | Surfaces shall be thoroughly cleaned down. Blistered or peeling paint shall be completely removed and cracks and crevices shall be primed, filled with suitable filler and finished smooth
2071 | 2494 | 7 | 15 | 211 |  | 211 |  | PAINT SPECIFICATIONS
2072 | 2495 | 7 | 15 | 211 |  | 211 |  | All painting shall be done in accordance with "Dulux" specifications unless otherwise described
2073 | 2496 | 7 | 15 | 211 |  | 211 |  | COLOURS
2074 | 6094 | 7 | 15 | 211 |  | 211 |  | Unless otherwise described paintwork on ceilings shall be deemed to be in the "White" colour group and paintwork on all other components shall be deemed to be in the "Pastel" colour group in accordance with the Natural Colour System (NCS) adopted by the SA National Standards
2075 | 2497 | 7 | 15 | 212 |  | 212 |  | PAINTWORK ETC TO NEW WORK
2076 | 2498 | 7 | 15 | 212 |  | 212 |  | ON FLOATED PLASTER
2077 | 2499 | 7 | 15 | 212 |  | 212 |  | Superior quality PVA acrylic paint (colour to be selected) to new interior cement plaster. One coat Primer and with two coats PVA
2078 | 2500 | 7 | 15 | 212 | 1 | 212.1 |  | On internal walls | m² | 385 |  | 0
2079 | 2501 | 7 | 15 | 212 | 2 | 212.2 |  | On external walls | m² | 35 |  | 0
2080 | 2502 | 7 | 15 | 212 |  | 212 |  | ON PLASTER BOARD
2081 | 2503 | 7 | 15 | 212 |  | 212 |  | Superior quality PVA acrylic paint (colour to be selected) to new gypsum ceilings. One coat Primer and finish with two coats Acrylic PVA
2082 | 2504 | 7 | 15 | 212 | 3 | 212.3 |  | On ceilings | m² | 220 |  | 0
2083 | 2505 | 7 | 15 | 212 | 4 | 212.4 |  | On cornice not exceeding 300mm girth | m | 163 |  | 0
2084 | 2506 | 7 | 15 | 212 |  | 212 |  | ON METAL
2085 | 2507 | 7 | 15 | 212 |  | 212 |  | Contractors Gloss Enamel (colour to be selected) to new exterior galvanised steel. One coat Primer for Steel, undercoat with one coat Universal Undercoat and two coats Contractors Gloss Enamel
2086 | 2508 | 7 | 15 | 212 | 5 | 212.5 |  | On door frames | m² | 1 |  | 0
2087 | 2509 | 7 | 15 | 212 | 6 | 212.6 |  | On window frames | m² | 17 |  | 0
2088 | 2510 | 7 | 15 | 212 |  | 212 |  | Contractors Gloss Enamel (colour to be selected) to new interior galvanised steel. One coat Primer for Steel, undercoat with one coat Universal Undercoat and two coats Contractors Gloss Enamel
2089 | 2511 | 7 | 15 | 212 | 7 | 212.7 |  | On door frames | m² | 3 |  | 0
2090 | 2512 | 7 | 15 | 212 | 8 | 212.8 |  | On doors | m² | 1 |  | 0
2091 | 2513 | 7 | 15 | 213 |  | 213 |  | ON WOOD
2092 | 2514 | 7 | 15 | 213 |  | 213 |  | Contractors Gloss Enamel (colour to be selected) to new exterior galvanised steel. One coat Primer for Steel, undercoat with one coat Universal Undercoat and two coats Contractors Gloss Enamel
2093 | 2515 | 7 | 15 | 213 | 9 | 213.9 |  | On doors | m² | 20 |  | 0
2094 | 2516 | 7 | 15 | 213 |  | 213 |  | painted with carbolineum paint on exposed timber
2095 | 2517 | 7 | 15 | 213 | 10 | 213.1 |  | On exposed trusses | m² | 21 |  | 0
2097 | 255 | 7 | 16 | 215 | 1 | 215.1 |  | Earthworks (Provisional) | Page | 172
2098 | 258 | 7 | 16 | 215 | 2 | 215.2 |  | Concrete, Formwork & Reinforcement | Page | 177
2099 | 261 | 7 | 16 | 215 | 3 | 215.3 |  | Masonry | Page | 182
2100 | 264 | 7 | 16 | 215 | 4 | 215.4 |  | Waterproofing | Page | 183
2101 | 267 | 7 | 16 | 215 | 5 | 215.5 |  | Roof coverings, Claddings, etc | Page | 184
2102 | 270 | 7 | 16 | 215 | 6 | 215.6 |  | Carpentry and Joinery | Page | 189
2103 | 273 | 7 | 16 | 215 | 7 | 215.7 |  | Ceilings, Partitions and Access Flooring | Page | 192
2104 | 276 | 7 | 16 | 215 | 8 | 215.8 |  | Floor coverings, Wall Linings, etc | Page | 193
2105 | 279 | 7 | 16 | 215 | 9 | 215.9 |  | Ironmongery | Page | 194
2106 | 282 | 7 | 16 | 215 | 10 | 215.1 |  | Metalwork | Page | 198
2107 | 285 | 7 | 16 | 215 | 11 | 215.11 |  | Plastering | Page | 202
2108 | 288 | 7 | 16 | 215 | 12 | 215.12 |  | Tiling | Page | 203
2109 | 291 | 7 | 16 | 215 | 13 | 215.13 |  | Plumbing & Drainage (Provisional) | Page | 209
2110 | 294 | 7 | 16 | 215 | 14 | 215.14 |  | Glazing | Page | 210
2111 | 297 | 7 | 16 | 215 | 15 | 215.15 |  | Paintwork | Page | 214
2112 | 4540 | 8 | 1 | 216 |  | 216 |  | SECTION NO. 8 BILL NO. 1
2113 | 4541 | 8 | 1 | 216 |  | 216 |  | EARTHWORKS (Provisional)
2114 | 2520 | 8 | 1 | 216 |  | 216 |  | The following are typical examples of descriptions of "nature of ground" Nature of ground
2115 | 2521 | 8 | 1 | 216 |  | 216 |  | The nature of the ground is assumed to be loose sandy material, therefore "earth", but possibly interspersed with "soft rock" or "hard rock" The nature of the ground is assumed to be gravel, therefore "earth", but possibly interspersed with "soft rock" or "hard rock
2116 | 2522 | 8 | 1 | 216 |  | 216 |  | The nature of the ground is assumed to be silty clay with loose river boulders varying in size up to approximately 450mm diameter, all of which will be deemed as "earth", but possibly interspersed with "hard rock" Trial holes indicate that the nature of the ground is silty clay to a depth of approximately 500mm with fine to medium loose sandy material below, therefore "earth
2117 | 2523 | 8 | 1 | 216 |  | 216 |  | A soils investigation has been carried out on the site by the engineer and the report is annexed to these bills of quantities. The soils report indicates that the ground varies between silty sand, reworked soil of mixed origin and residual shale, all of which will be deemed as "earth". All very hard unweathered shale, ironstone, etc, the removal of which necessitates the use of explosives or heavy duty hydraulic percussion hammers (peckers), will be classified as "hard rock
2118 | 2524 | 8 | 1 | 216 |  | 216 |  | Carting away of excavated material
2119 | 2525 | 8 | 1 | 216 |  | 216 |  | Descriptions of carting away of excavated material shall be deemed to include loading excavated material onto trucks directly from the excavations or, alternatively, from stock piles situated on the building site Filling and layer work materials
2120 | 2526 | 8 | 1 | 217 |  | 217 |  | References such as "G1", "G2", etc and "C1", "C2", etc in descriptions of filling and layer work materials refer to corresponding references in the document "Guidelines for Road Construction Materials. TRH 14 : 1985" compiled by the Committee of State Road Authorities and the properties set out therein for each kind shall be applicable to the respective materials described hereinafter User note
2121 | 2527 | 8 | 1 | 217 |  | 217 |  | When no information regarding density and other tests is available the following preamble in respect of testing may be inserted
2122 | 2528 | 8 | 1 | 217 |  | 217 |  | Testing
2123 | 2529 | 8 | 1 | 217 |  | 217 |  | Prices for filling are to include for all necessary density and other tests
2124 | 2530 | 8 | 1 | 217 |  | 217 |  | Site clearance
2125 | 2531 | 8 | 1 | 217 | 1 | 217.1 |  | Digging up and removing rubbish, debris, vegetation, hedges, shrubs, bush, etc and trees not exceeding 200mm girth | m² | 331 |  | 0
2126 | 2532 | 8 | 1 | 217 |  | 217 |  | EXCAVATION, FILLING, ETC
2127 | 2533 | 8 | 1 | 217 |  | 217 |  | Excavation in earth not exceeding 2m deep
2128 | 2534 | 8 | 1 | 217 | 2 | 217.2 |  | Trenches and holes | m³ | 141 |  | 0
2129 | 2535 | 8 | 1 | 217 |  | 217 |  | Extra over trench and hole excavations in earth for breaking up and removing
2130 | 2536 | 8 | 1 | 217 | 3 | 217.3 |  | Soft rock | m³ | 8 |  | 0
2131 | 2537 | 8 | 1 | 217 | 4 | 217.4 |  | Hard rock | m³ | 2 |  | 0
2132 | 2538 | 8 | 1 | 217 |  | 217 |  | Extra over bulk excavations in earth for breaking up and removing
2133 | 2539 | 8 | 1 | 217 | 5 | 217.5 |  | Brickwork | m³ | 1 |  | 0
2134 | 2540 | 8 | 1 | 217 | 6 | 217.6 |  | Unreinforced concrete | m³ | 1 |  | 0
2135 | 2541 | 8 | 1 | 217 | 7 | 217.7 |  | Reinforced concrete | m³ | 1 |  | 0
2136 | 2542 | 8 | 1 | 218 |  | 218 |  | Extra over all excavations for carting away
2137 | 2543 | 8 | 1 | 218 | 8 | 218.8 |  | Surplus material from excavations and/or stock piles on site, to a dumping site to be located by the contractor | m³ | 30 |  | 0
2138 | 2544 | 8 | 1 | 218 |  | 218 |  | Compaction of ground surfaces
2139 | 2545 | 8 | 1 | 218 | 9 | 218.9 |  | Compaction of natural or excavated ground surface under floors etc, including scarifying for a depth of 150mm, breaking down oversize material, adding suitable material where necessary and compacting to 95% Mod AASHTO density LAYER WORK | m² | 331 |  | 0
2140 | 2546 | 8 | 1 | 218 |  | 218 |  | Keeping excavations free of water
2141 | 2547 | 8 | 1 | 218 | 10 | 218.1 |  | Keeping excavations free of water other than subterranean water | Item | 1 |  | 0
2142 | 2548 | 8 | 1 | 218 |  | 218 |  | FILLING ETC
2143 | 2549 | 8 | 1 | 218 |  | 218 |  | Earth filling obtained from the excavations, including haulage approximately 150m from perimeter of excavations (not compacted)
2144 | 2550 | 8 | 1 | 218 | 11 | 218.11 |  | In prescribed stock piles on site | m³ | 59 |  | 0
2145 | 2551 | 8 | 1 | 218 |  | 218 |  | Earthflling of 150mm thick G7 natural gravel compacted to 95% Mod Asstho Density
2146 | 2552 | 8 | 1 | 218 | 12 | 218.12 |  | Under surface beds in 150mm layer | m³ | 50 |  | 0
2147 | 2553 | 8 | 1 | 218 |  | 218 |  | Prescribed tests to determine degree of compaction or other properties of ground or filling
2148 | 2554 | 8 | 1 | 218 | 13 | 218.13 |  | Modified AASHTO Density test | No | 5 |  | 0
2149 | 2555 | 8 | 1 | 218 | 14 | 218.14 |  | Field Density test including "Optimum Moisture Content" test (four readings per test) | No | 2 |  | 0
2151 | 304 | 8 | 2 | 220 |  | 220 |  | SECTION NO. 8 BILL NO. 2
2152 | 305 | 8 | 2 | 220 |  | 220 |  | CONCRETE, FORMWORK AND REINFORCEMENT
2153 | 2558 | 8 | 2 | 220 |  | 220 |  | Cost of tests
2154 | 2559 | 8 | 2 | 220 |  | 220 |  | The costs of making, storing and testing of concrete test cubes as required under clause 7 "Tests" of SABS 1200 G shall include the cost of providing cube moulds necessary for the purpose, for testing costs and for submitting reports on the tests for approval. The testing shall be undertaken by an approved independent firm or institution nominated by the contractor (test cubes are measured separately)
2155 | 2560 | 8 | 2 | 220 |  | 220 |  | Breeze concrete
2156 | 2561 | 8 | 2 | 220 |  | 220 |  | Breeze concrete shall consist of twelve parts clean dry furnace ash, free from coal or other foreign matter, to one part cement (1:12); the ash graded up to particles which will pass a 16,5mm ring from a minimum which fails to pass a 4,75mm mesh. The finer materials from the screening are to be first mixed with the cement into a mortar and the ash added afterwards and thoroughly incorporated
2157 | 2562 | 8 | 2 | 220 |  | 220 |  | Lightweight concrete
2158 | 2563 | 8 | 2 | 220 |  | 220 |  | Lightweight concrete shall have a density of 600kg/m3 for the top 50mm and 400kg/m3 for the remaining thickness. The minimum thickness at outlets, channels, etc shall be 50mm
2159 | 2564 | 8 | 2 | 220 |  | 220 |  | Formwork
2160 | 2565 | 8 | 2 | 220 |  | 220 |  | Descriptions of formwork shall be deemed to include use and waste only (except where described as "left in" or "permanent"), for fitting together in the required forms, wedging, plumbing and fixing to true angles and surfaces as necessary to ensure easy release during stripping and for reconditioning as necessary before re-use
2161 | 2566 | 8 | 2 | 221 |  | 221 |  | The vertical strutting shall be carried down to such construction as is sufficiently strong to afford the required support without damage and shall remain in position until the newly constructed work is able to support itself Formwork to soffits of solid slabs etc shall be deemed to be to slabs not exceeding 250mm thick unless otherwise described
2162 | 2567 | 8 | 2 | 221 |  | 221 |  | Formwork to soffits of slabs, beams, etc shall be deemed to be propped up exceeding 1,5m and not exceeding 3,5m high unless otherwise described Formwork to sides of bases, pile caps, ground beams, etc will only be measured where it is prescribed by the engineer for design reasons. Formwork necessitated by irregularity or collapse of excavated faces will not be measured and the cost thereof shall be deemed to be included in the allowance for taking the risk of collapse of the sides of the excavations, provision for which is made in "Earthworks
2163 | 2568 | 8 | 2 | 221 |  | 221 |  | UNREINFORCED CONCRETE CAST AGAINST EXCAVATED SURFACES
2164 | 6121 | 8 | 2 | 221 |  | 221 |  | 15MPa/19mm concrete
2165 | 2572 | 8 | 2 | 221 | 1 | 221.1 |  | Surface blinding under footings and bases | m³ | 5 |  | 0
2166 | 6122 | 8 | 2 | 221 |  | 221 |  | REINFORCED CONCRETE CAST AGAINST EXCAVATED SURFACES
2167 | 2569 | 8 | 2 | 221 |  | 221 |  | 25MPa/19mm concrete
2168 | 2570 | 8 | 2 | 221 | 2 | 221.2 |  | Bases | m³ | 1 |  | 0
2169 | 2573 | 8 | 2 | 221 | 3 | 221.3 |  | Strip footings | m³ | 22 |  | 0
2170 | 2574 | 8 | 2 | 221 |  | 221 |  | REINFORCED CONCRETE CAST IN FORMWORK
2171 | 2575 | 8 | 2 | 221 |  | 221 |  | 25MPa/19mm concrete
2172 | 2576 | 8 | 2 | 221 | 4 | 221.4 |  | Surface beds on waterproofing (including thickenings) | m³ | 38 |  | 0
2173 | 2577 | 8 | 2 | 221 | 5 | 221.5 |  | Ramps | m³ | 1 |  | 0
2174 | 2578 | 8 | 2 | 221 | 6 | 221.6 |  | Stairs including landings, beams and inverted beams | m³ | 4 |  | 0
2175 | 2579 | 8 | 2 | 222 |  | 222 |  | TEST CUBES
2176 | 2580 | 8 | 2 | 222 | 7 | 222.7 |  | Making and testing 150 x 150 x 150mm concrete strength test cube (Provisional) | No | 10 |  | 0
2177 | 2581 | 8 | 2 | 222 |  | 222 |  | Finishing top surfaces of concrete smooth with a steel trowel
2178 | 2582 | 8 | 2 | 222 | 8 | 222.8 |  | Surface beds, slabs, etc to falls | m² | 261 |  | 0
2179 | 2583 | 8 | 2 | 222 |  | 222 |  | Finishing top surfaces of concrete smooth with a wood float
2180 | 2584 | 8 | 2 | 222 | 9 | 222.9 |  | Surface beds, slabs, etc to falls and currents | m² | 75 |  | 0
2181 | 2585 | 8 | 2 | 222 |  | 222 |  | 20 MPa non-shrink grout
2182 | 2586 | 8 | 2 | 222 | 10 | 222.1 |  | Bedding approximately 100mm thick under 50 x 50mm base plate | No | 9 |  | 0
2183 | 2587 | 8 | 2 | 222 |  | 222 |  | ROUGH FORMWORK (DEGREE OF ACCURACY II)
2184 | 2588 | 8 | 2 | 222 |  | 222 |  | Rough formwork to sides
2185 | 2589 | 8 | 2 | 222 | 11 | 222.11 |  | Edges, risers, ends and reveals not exceeding 300mm high or wide | m | 161 |  | 0
2186 | 2590 | 8 | 2 | 222 |  | 222 |  | MOVEMENT JOINTS ETC
2187 | 2591 | 8 | 2 | 222 |  | 222 |  | Expansion joints with 10mm softboard and sealant between vertical concrete and brick surfaces
2188 | 2592 | 8 | 2 | 222 | 12 | 222.12 |  | Not exceeding 300mm high to edges of surface beds | m | 200 |  | 0
2189 | 2593 | 8 | 2 | 222 |  | 222 |  | Expansion joints with between vertical concrete surfaces, including necessary formwork
2190 | 2594 | 8 | 2 | 222 | 13 | 222.13 |  | 3x35mm Saw-cut joints in top of concrete including 8xream and 10mm backing cord with 8 x 13mm sealant (exposed slabs) | m | 19 |  | 0
2191 | 2595 | 8 | 2 | 222 | 14 | 222.14 |  | 3 x 40mm Saw-cut joints in top of concrete | m | 66 |  | 0
2192 | 2596 | 8 | 2 | 223 |  | 223 |  | Horizontal construction joints through concrete including thick cement slurry to one face
2193 | 2597 | 8 | 2 | 223 | 15 | 223.15 |  | Surface beds not exceeding 300mmm thick as per engineers details | m | 81 |  | 0
2194 | 2598 | 8 | 2 | 223 |  | 223 |  | REINFORCEMENT
2195 | 2599 | 8 | 2 | 223 |  | 223 |  | Mild steel reinforcement to structural concrete work
2196 | 2600 | 8 | 2 | 223 | 16 | 223.16 |  | Y10mm Diameter bars | t | 1 |  | 0
2197 | 2601 | 8 | 2 | 223 | 17 | 223.17 |  | Y8mm Diameter bars | t | 1 |  | 0
2198 | 2602 | 8 | 2 | 223 |  | 223 |  | Fabric reinforcement
2199 | 2603 | 8 | 2 | 223 | 18 | 223.18 |  | Type 193 fabric reinforcement in concrete surface beds etc | m² | 336 |  | 0
2201 | 307 | 8 | 3 | 225 |  | 225 |  | SECTION NO. 8 BILL NO. 3
2202 | 308 | 8 | 3 | 225 |  | 225 |  | MASONRY
2203 | 2606 | 8 | 3 | 225 |  | 225 |  | BRICKWORK
2204 | 2607 | 8 | 3 | 225 |  | 225 |  | Sizes in descriptions
2205 | 2608 | 8 | 3 | 225 |  | 225 |  | Where sizes in descriptions are given in brick units, "one brick" shall represent the length and "half brick" the width of a brick
2206 | 2609 | 8 | 3 | 225 |  | 225 |  | Walls in two skins described as "bagged and sealed" shall be deemed to include having the outer face of the inner skin bagged with 1:6 cement and sand mixture and sealed with two coats bitumen emulsion waterproofing coating
2207 | 2610 | 8 | 3 | 225 |  | 225 |  | Face bricks
2208 | 2611 | 8 | 3 | 225 |  | 225 |  | Bricks shall be ordered timeously to obtain uniformity in size and colour Pointing
2209 | 2612 | 8 | 3 | 225 |  | 225 |  | Descriptions of recessed pointing to fair face brickwork and face brickwork shall be deemed to include square recessed, hollow recessed, weathered pointing, etc
2210 | 2613 | 8 | 3 | 225 |  | 225 |  | BLOCKWORK
2211 | 2614 | 8 | 3 | 225 |  | 225 |  | Concrete masonry units
2212 | 2615 | 8 | 3 | 225 |  | 225 |  | Blocks are to be either solid or hollow modular dense concrete masonry units having a compressive strength of 7MPa
2213 | 2616 | 8 | 3 | 226 |  | 226 |  | Wall ties for blockwork
2214 | 2617 | 8 | 3 | 226 |  | 226 |  | Wall ties shall be polypropylene ties complying with BS 76377. Ties for hollow walls shall be of sufficient length to allow not less than 75mm of each end to be built into the blockwork. Ties are to be spaced at intervals of not more than 1m in the horizontal direction and not more than 400mm staggered in the vertical direction except at openings, vertical joints or ends of walls where they are to be placed vertically above each other Blockwork
2215 | 2618 | 8 | 3 | 226 |  | 226 |  | Blockwork shall comply with SANS 10145 "Concrete Masonry Construction" Surfaces to be plastered shall have joints raked out to a depth of at least 10mm to provide a key. Cavities of hollow walls shall be kept free of mortar droppings or other undesirable matter. Every second perpend of the bottom course of the external skin of hollow walls shall be left open as a weep hole Standard complementary blocks
2216 | 2619 | 8 | 3 | 226 |  | 226 |  | Descriptions of blockwork shall be deemed to include standard complementary blocks such as corner, three-quarter, half and quarter blocks required in the construction of corners, reveals, jambs, ends, etc to solid and hollow walls and for bonding as necessary
2217 | 2620 | 8 | 3 | 226 |  | 226 |  | DECORATIVE BLOCKS
2218 | 2621 | 8 | 3 | 226 |  | 226 |  | Blocks shall be of approved manufacture, sound, well burnt or cured and uniform and true in size, shape and colour
2219 | 2622 | 8 | 3 | 226 |  | 226 |  | BRICKWORK
2220 | 6137 | 8 | 3 | 226 |  | 226 |  | Description of brickwork is measured inclusive of all reinforcement, mortar, ties, mortar fillet and closing of cavities and rates should be inclusive of such
2221 | 2623 | 8 | 3 | 226 |  | 226 |  | FOUNDATIONS (PROVISIONAL)
2222 | 2624 | 8 | 3 | 226 | 1 | 226.1 |  | 300mm Hollow walls of two half brick skins | m² | 90 |  | 0
2223 | 2625 | 8 | 3 | 227 |  | 227 |  | SUPERSTRUCTURE
2224 | 2626 | 8 | 3 | 227 |  | 227 |  | Brickwork of NFP bricks in class II mortar in load bearing walls
2225 | 2627 | 8 | 3 | 227 | 2 | 227.2 |  | Half brick walls | m² | 1 |  | 0
2226 | 2628 | 8 | 3 | 227 | 3 | 227.3 |  | Half brick walls in beamfilling | m² | 10 |  | 0
2227 | 2629 | 8 | 3 | 227 | 4 | 227.4 |  | One brick walls | m² | 420 |  | 0
2228 | 2630 | 8 | 3 | 227 |  | 227 |  | Steel bar reinforcement
2229 | 2631 | 8 | 3 | 227 | 5 | 227.5 |  | 8mm Diameter mild steel bars built in horizontally | t | 1 |  | 0
2230 | 2632 | 8 | 3 | 227 | 6 | 227.6 |  | 8mm Diameter high tensile steel bars built in horizontally | t | 1 |  | 0
2231 | 2633 | 8 | 3 | 227 |  | 227 |  | Prestressed fabricated concrete lintels including necessary temporary supports
2232 | 2634 | 8 | 3 | 227 | 7 | 227.7 |  | 75 x 110mm Lintels in lengths not exceeding 3m | m | 10 |  | 0
2233 | 2635 | 8 | 3 | 227 | 8 | 227.8 |  | 75 x 220mm Lintels in lengths exceeding 3m and not exceeding 4,5m | m | 10 |  | 0
2234 | 2636 | 8 | 3 | 227 | 9 | 227.9 |  | 220 x 110mm Lintels in lengths exceeding 4,5m and not exceeding 6m | m | 10 |  | 0
2235 | 2637 | 8 | 3 | 227 |  | 227 |  | Turning pieces to lintels etc
2236 | 2638 | 8 | 3 | 227 | 10 | 227.1 |  | 220mm Wide turning pieces | m | 5 |  | 0
2237 | 2639 | 8 | 3 | 227 |  | 227 |  | Air bricks etc
2238 | 2640 | 8 | 3 | 227 | 11 | 227.11 |  | 229 x 152mm Terracotta vermin proof air brick | No | 4 |  | 0
2239 | 2641 | 8 | 3 | 227 |  | 227 |  | FACE BRICKWORK
2240 | 2642 | 8 | 3 | 227 |  | 227 |  | Sapphire Imperial FBS clay face brick, jointed in Class II mortar and pointed with flush vertical and flush horizontal joints
2241 | 2643 | 8 | 3 | 227 | 12 | 227.12 |  | Extra over brickwork for face brickwork for one side of one brick wall | m² | 268 |  | 0
2242 | 2644 | 8 | 3 | 228 | 13 | 228.13 |  | Extra over brickwork for face brickwork for one side of one brick wall internally up to 900mm high above FFL | m² | 81 |  | 0
2243 | 2645 | 8 | 3 | 228 | 14 | 228.14 |  | Extra over brickwork for facebrickwork for 330mm x 330mm brick column @ 3.34m high | No | 2 |  | 0
2244 | 2646 | 8 | 3 | 228 | 15 | 228.15 |  | Extra over face brickwork both sides of one brick wall | m² | 26 |  | 0
2245 | 2647 | 8 | 3 | 228 |  | 228 |  | Brick-on-edge header course copings, sills, lintels, etc of "Sapphire Imperial FBS Clay" face bricks, pointed with flush recessed joints on all exposed faces
2246 | 2648 | 8 | 3 | 228 | 16 | 228.16 |  | 220mm Copings on top of one brick walls | m | 5 |  | 0
2247 | 2649 | 8 | 3 | 228 | 17 | 228.17 |  | Facerbick concrete lintel | m | 10 |  | 0
2248 | 2650 | 8 | 3 | 228 |  | 228 |  | WINDOW SILLS
2249 | 2651 | 8 | 3 | 228 |  | 228 |  | Facebrick to as per above spec
2250 | 2652 | 8 | 3 | 228 | 18 | 228.18 |  | 110mm Face Brick window sills flat and slightly projecting | m | 235 |  | 0
2252 | 310 | 8 | 4 | 230 |  | 230 |  | SECTION NO. 8 BILL NO. 4
2253 | 311 | 8 | 4 | 230 |  | 230 |  | WATERPROOFING
2254 | 2655 | 8 | 4 | 230 |  | 230 |  | Waterproofing
2255 | 2656 | 8 | 4 | 230 |  | 230 |  | Waterproofing of roofs, basements, etc shall be laid under a ten year guarantee. Waterproofing to roofs shall be laid to even falls to outlets etc with necessary ridges, hips and valleys. Descriptions of sheet or membrane waterproofing shall be deemed to include additional labour to turn-ups and turn-downs
2256 | 2657 | 8 | 4 | 230 |  | 230 |  | DAMPPROOFING OF WALLS AND FLOORS
2257 | 2658 | 8 | 4 | 230 |  | 230 |  | One layer 375 micron embossed polyethylene dampproof course (SANS 952-1985 type B)
2258 | 2659 | 8 | 4 | 230 | 1 | 230.1 |  | In walls | m² | 19 |  | 0
2259 | 2660 | 8 | 4 | 230 |  | 230 |  | One layer 250 micron green polyethylene waterproof sheeting SANS 952-1985 type C sealed at laps with PVC self-adhesive tape
2260 | 2661 | 8 | 4 | 230 | 2 | 230.2 |  | Under surface beds | m² | 334 |  | 0
2261 | 2662 | 8 | 4 | 230 | 3 | 230.3 |  | Vertically between walls | m² | 10 |  | 0
2262 | 2663 | 8 | 4 | 230 |  | 230 |  | Mastic or silicone sealing compound including backing cord, bond breaker, primer, etc
2263 | 2664 | 8 | 4 | 230 | 4 | 230.4 |  | 6 x 10mm In saw cut joints in floors | m | 262 |  | 0
2265 | 313 | 8 | 5 | 231 |  | 231 |  | SECTION NO. 8 BILL NO. 5
2266 | 314 | 8 | 5 | 231 |  | 231 |  | ROOF COVERINGS, CLADDINGS, ETC.
2267 | 2666 | 8 | 5 | 231 |  | 231 |  | PROFILED METAL SHEETING AND ACCESSORIES
2268 | 2667 | 8 | 5 | 231 |  | 231 |  | 0.6mm Colomate finished galvanised metal IBR roof Sheeting @ 15 degrees pitch laid on insulation fixed to timber purlins and trusses
2269 | 2668 | 8 | 5 | 231 | 1 | 231.1 |  | Roof covering with pitches not exceeding 25 degrees | m² | 375 |  | 0
2270 | 2669 | 8 | 5 | 231 | 2 | 231.2 |  | Side cladding not exceeding 250mm | m² | 18 |  | 0
2271 | 2670 | 8 | 5 | 231 | 3 | 231.3 |  | Gable end side cladding not exceeding 250mm | m² | 3 |  | 0
2272 | 2671 | 8 | 5 | 231 | 4 | 231.4 |  | Ridge or Valley flashing | m | 36 |  | 0
2273 | 2672 | 8 | 5 | 231 | 5 | 231.5 |  | Ridge Closer | m | 36 |  | 0
2274 | 2673 | 8 | 5 | 231 |  | 231 |  | ROOF AND WALL INSULATION
2275 | 2674 | 8 | 5 | 231 |  | 231 |  | Multi-layered reinforced double-sided aluminium foil sheeting in accordance with SANS 1381-4 with a mass of not less than 293g/m×"½ and a Class I fire rating in accordance with SANS 0177-3
2276 | 2675 | 8 | 5 | 231 | 6 | 231.6 |  | 135mm Lightweight non combustible fibre glass Insulation blanket laid taut over purlins at approximately 750mm centres and fixed concurrent with roof covering with stapled longitudinal flap joints, including fixing at top and bottom edges to purlins with and including hoop iron straps | m² | 264 |  | 0
2278 | 316 | 8 | 6 | 232 |  | 232 |  | SECTION NO. 8 BILL NO. 6
2279 | 317 | 8 | 6 | 232 |  | 232 |  | CARPENTRY & JOINERY
2280 | 2678 | 8 | 6 | 232 |  | 232 |  | Fixing
2281 | 2679 | 8 | 6 | 232 |  | 232 |  | Items described as "nailed" shall be deemed to be fixed with hardened steel nails or pins, or to be shot-pinned, to brickwork or concrete
2282 | 2680 | 8 | 6 | 232 |  | 232 |  | Items described as "plugged" shall be deemed to include screwing to fibre, plastic or metal plugs at not exceeding 500mm centres, and where described as "bolted", the bolts have been given elsewhere
2283 | 2681 | 8 | 6 | 232 |  | 232 |  | Decorative thermosetting plastic laminate covering
2284 | 2682 | 8 | 6 | 232 |  | 232 |  | Laminate covering shall be glued under pressure and edge strips of same shall be butt jointed at junctions with adjacent similar finish
2285 | 2683 | 8 | 6 | 232 |  | 232 |  | SUPPLEMENTARY PREAMBLES
2286 | 2684 | 8 | 6 | 232 |  | 232 |  | Trusses are at maximum 750mm centres
2287 | 2685 | 8 | 6 | 232 |  | 232 |  | 0.6mm Colomate finished galvanised metal IBR roof Sheeting @ 15 degrees pitch laid on insulation fixed to timber purlins and trusses Roof covering is type on purlins
2288 | 2686 | 8 | 6 | 232 |  | 232 |  | Ceiling is 6mm sheeting edge flush plastered on 38 x 38mm brandering
2289 | 2687 | 8 | 6 | 232 |  | 232 |  | References given in descriptions refer to the respective types of trusses detailed on the architect's/engineer's drawings numbered C100 RevA annexed to these bills of quantities accompanying these bills of quantities for tender purposes Dimensions in descriptions of trusses are nominal and actual measurements are to be obtained from the architect/engineer and/or taken on site before design or fabrication commences
2290 | 2688 | 8 | 6 | 233 |  | 233 |  | Sawn softwood grade S5/S7
2291 | 6149 | 8 | 6 | 233 | 1 | 233.1 |  | Roof construction to double pitched roof with two hipped ends, 12.2 x 35.1m overall on plan x 1.893mm high overall, including trusses, jack rafters, permanent bracing and 76 x 50mm battens at 750mm 38 x 38mm purlins centres for roof covering (wall plates elsewhere) complete and signed of by engineer | No | 1 |  | 0
2292 | 2690 | 8 | 6 | 233 | 2 | 233.2 |  | Wall plates | m | 108 |  | 0
2293 | 2691 | 8 | 6 | 233 |  | 233 |  | SKIRTINGS
2294 | 2692 | 8 | 6 | 233 |  | 233 |  | Timber Skirting, size 18 x 100mm plugged and screwed to wall surface.
2295 | 2693 | 8 | 6 | 233 | 3 | 233.3 |  | 18mm x 100mm High skirtings | m | 10 |  | 0
2296 | 2694 | 8 | 6 | 233 |  | 233 |  | EAVES, VERGES, ETC
2297 | 2695 | 8 | 6 | 233 |  | 233 |  | Sawn softwood
2298 | 2696 | 8 | 6 | 233 | 4 | 233.4 |  | 78 x 78mm Branders | m | 7225 |  | 0
2299 | 2697 | 8 | 6 | 233 | 5 | 233.5 |  | 250 x 20mm Barge boards | m | 11 |  | 0
2300 | 2698 | 8 | 6 | 233 | 6 | 233.6 |  | 250 x 20mm Fascias | m | 71 |  | 0
2301 | 2699 | 8 | 6 | 233 |  | 233 |  | TIMBER DOORS, WINDOWS, ETC
2302 | 2700 | 8 | 6 | 233 |  | 233 |  | Fire doors
2303 | 2701 | 8 | 6 | 233 |  | 233 |  | Fire doors are to be in accordance with SANS 1253
2304 | 2702 | 8 | 6 | 233 |  | 233 |  | DOORS ETC
2305 | 2703 | 8 | 6 | 233 | 7 | 233.7 |  | 813 x 345mm Fanlight and of 813 x 2032 x 40mm solid core flush masonite panel door, 6.4mm clear fixed glazing on fanlight | No | 8 |  | 0
2306 | 2704 | 8 | 6 | 234 |  | 234 |  | WINDOWS
2307 | 2705 | 8 | 6 | 234 |  | 234 |  | Standard hardboard
2308 | 2706 | 8 | 6 | 234 | 8 | 234.8 |  | 10mm Duct covers in 500mm widths, fixed at 250mm centres along edges with chromium plated dome headed screws in cup washers | m² | 27 |  | 0
2309 | 2707 | 8 | 6 | 234 |  | 234 |  | JOINERY SUNDRIES
2310 | 2708 | 8 | 6 | 234 |  | 234 |  | Wrought Meranti or similar approved
2311 | 2709 | 8 | 6 | 234 |  | 234 |  | NOTICEBOARDS, KEYBOARDS, DUCKBOARDS, ETC
2312 | 2710 | 8 | 6 | 234 |  | 234 |  | Wrought Meranti or similar
2313 | 2711 | 8 | 6 | 234 | 9 | 234.9 |  | Standard 20mm Pinning or notice board 1500 x 1500mm high glued to backboard fixed with timber 38 x 38mm Grounds, glued too plastered walls | No | 2 |  | 0
2314 | 2712 | 8 | 6 | 234 |  | 234 |  | White boards
2315 | 2713 | 8 | 6 | 234 | 10 | 234.1 |  | Classroom white boards not eceeding 8m2 with 38 x38mm Grounds, fixed to plastered walls | No | 4 |  | 0
2316 | 2714 | 8 | 6 | 234 |  | 234 |  | Fire extinguisher boards
2317 | 2715 | 8 | 6 | 234 | 11 | 234.11 |  | 20mm Backboards for 4,5kg fire extinguishers plugged to wall | No | 2 |  | 0
2319 | 319 | 8 | 7 | 236 |  | 236 |  | SECTION NO. 8 BILL NO. 7
2320 | 320 | 8 | 7 | 236 |  | 236 |  | FLOOR COVERINGS, WALL LININGS, ETC
2321 | 6082 | 8 | 7 | 236 |  | 236 |  | Fixing
2322 | 6083 | 8 | 7 | 236 |  | 236 |  | Floor coverings, wall linings, etc shall, where applicable, be fixed with adhesive as recommended by the manufacturers of the flooring, linings, etc FLOOR COVERINGS
2323 | 2726 | 8 | 7 | 236 |  | 236 |  | Fully flexible vinyl floor tiles, size 300 x 300 x 2.5mm thick, manufactured in accordance with SANS 786:2000, laid in adhesive spread with a trowel using Leveller when required and rolled with 68kg three section metal roller on completion.
2324 | 2727 | 8 | 7 | 236 | 1 | 236.1 |  | On new screeded floors | m² | 238 |  | 0
2325 | 2728 | 8 | 7 | 236 |  | 236 |  | Fully flexible vinyl floor skirting 2.5mm thick, manufactured in accordance with SANS 786:2000, laid in adhesive spread with a trowel using Leveller when required and rolled with 68kg three section metal roller on completion.
2326 | 2729 | 8 | 7 | 236 | 2 | 236.2 |  | 100mm High skirting | m | 163 |  | 0
2328 | 325 | 8 | 8 | 237 |  | 237 |  | SECTION NO. 8 BILL NO. 8
2329 | 326 | 8 | 8 | 237 |  | 237 |  | IRONMONGERY
2330 | 2732 | 8 | 8 | 237 |  | 237 |  | Proprietary items
2331 | 2733 | 8 | 8 | 237 |  | 237 |  | Where applicable the manufacturers' names or product catalogue titles are given in sub-headings preceding the items Prices are to be based on the specific products/articles specified. If tenderers wish to offer alternative products/articles for certain items, these items are to be clearly marked and the alternative specification given with supporting brochures etc clarifying the features of the products/articles offered On request returnable samples are to be provided to the principal agent for consideration
2332 | 6107 | 8 | 8 | 237 |  | 237 |  | HINGES, BOLTS, ETC
2333 | 2734 | 8 | 8 | 237 |  | 237 |  | Manufactured by Dorma or equally approved
2334 | 2735 | 8 | 8 | 237 |  | 237 |  | Measured per door
2335 | 2736 | 8 | 8 | 237 | 1 | 237.1 |  | Stainless Steel floor mounted door stop size 24 x 45mm, 2 x two ball bearing butt hinge with Stainless Steel finish. 4 Lever lockset with Satin Chrome handle finish including powder coated 4 lever lock with Zinc backplate. | No | 8 |  | 0
2337 | 4546 | 8 | 9 | 238 |  | 238 |  | SECTION NO. 8 BILL NO. 9
2338 | 4547 | 8 | 9 | 238 |  | 238 |  | STRUCTURAL STEELWORK
2339 | 2738 | 8 | 9 | 238 |  | 238 |  | Consideration is to be given in specific applications (e.g. where "heavy" steel structures such as in industrial plants, towers for mine shafts, etc are dominant) to implement the principles laid down by the "Measurement for Structural Steelwork" as prepared and recommended by the South African Institute of Steel Construction or any other appropriate principles This bill is, however, based on the building work measuring system
2340 | 2739 | 8 | 9 | 238 |  | 238 |  | Finishing-off painting is to be included in this trade
2341 | 2740 | 8 | 9 | 238 |  | 238 |  | Descriptions
2342 | 2741 | 8 | 9 | 238 |  | 238 |  | Descriptions of bolts shall be deemed to include nuts and washers
2343 | 2742 | 8 | 9 | 238 |  | 238 |  | Descriptions of L-shaped and U-shaped anchor bolts shall be deemed to include bending, threading, nuts and washers and embedding in concrete
2344 | 2743 | 8 | 9 | 238 |  | 238 |  | Descriptions of expansion anchors and bolts and chemical anchors and bolts shall be deemed to include nuts, washers and mortices in brickwork or concrete
2345 | 2744 | 8 | 9 | 238 |  | 238 |  | STEEL COLUMNS AND BEAMS
2346 | 2745 | 8 | 9 | 238 |  | 238 |  | Welded beams and purlins etc. with flat bearer and connection plates, bolted to steel
2347 | 2746 | 8 | 9 | 238 | 1 | 238.1 |  | 60 x 60mm SHS stanchions | t | 3 |  | 0
2349 | 328 | 8 | 10 | 239 |  | 239 |  | SECTION NO. 8 BILL NO. 10
2350 | 329 | 8 | 10 | 239 |  | 239 |  | METALWORK
2351 | 2749 | 8 | 10 | 239 |  | 239 |  | Descriptions of bolts, anchors, etc
2352 | 2750 | 8 | 10 | 239 |  | 239 |  | Descriptions of bolts shall be deemed to include nuts and washers
2353 | 2751 | 8 | 10 | 239 |  | 239 |  | Descriptions of expansion anchors and bolts and chemical anchors and bolts shall be deemed to include nuts, washers and mortices in brickwork or concrete
2354 | 2752 | 8 | 10 | 239 |  | 239 |  | Items described as "holed for bolt(s)" shall be deemed to exclude the bolts unless otherwise described
2355 | 2753 | 8 | 10 | 239 |  | 239 |  | Items described as "plugged" shall be deemed to include screwing to fibre, plastic or metal plugs at not exceeding 600mm centres
2356 | 2754 | 8 | 10 | 239 |  | 239 |  | Aluminium doors, windows, etc
2357 | 2755 | 8 | 10 | 239 |  | 239 |  | Doors and windows shall comply with AAAMSA design criteria Glazing shall comply with SAGGA regulations. Glass thickness shall comply with SAGGA regulations irrespective of thicknesses shown on the schedules/drawings Doors and windows shall be supplied with protective tape and plastic and shall be removed only once surrounding trades have been completed For purpose made windows and doors, refer to drawings annexed to these bills of quantities
2358 | 2756 | 8 | 10 | 239 |  | 239 |  | The following certificates shall be provided prior to commencement of site work:1 A copy of the relevant AAAMSA Performance Test Certificate from the manufacturer/contractor supplying the architectural aluminium product 2 A Certificate of Conformance confirming that anodising or powder coating has been processed in accordance with SANS 999 and SANS 1796 respectively
2359 | 2757 | 8 | 10 | 240 |  | 240 |  | A powder guarantee of not less than 15 years issued by the powder manufacturer. The specific conditions contained in this guarantee shall form part of the powder coating process 4 A Certificate of Conformance confirming that glazing has been installed in accordance with SANS 0137, ensuring that safety glazing materials have been installed in the mandatory areas and that each individual pane of safety glazing materials has been permanently marked5 A warranty from the manufacturer of the laminated safety glass and/or hermetically sealed glazing units guaranteeing the products against delamination and colour degradation for a period of not less than five years
2360 | 2758 | 8 | 10 | 240 |  | 240 |  | PRESSED STEEL DOOR FRAMES
2361 | 2759 | 8 | 10 | 240 |  | 240 |  | GALVANISED PRESSED STEEL DOOR FRAMES
2362 | 2760 | 8 | 10 | 240 |  | 240 |  | 1,2mm Double rebated frames suitable for one brick walls WITH 1 PAIR OF HINGES
2363 | 2761 | 8 | 10 | 240 | 1 | 240.1 |  | Frame for 813 x 2032 x 40mm door and fixed fanlight 235mm high | No | 8 |  | 0
2364 | 2762 | 8 | 10 | 240 |  | 240 |  | GALVANISED STEEL WINDOWS, DOORS, ETC
2365 | 2764 | 8 | 10 | 240 |  | 240 |  | Standard school windows
2366 | 2765 | 8 | 10 | 240 | 2 | 240.2 |  | Top hung standard steel window, finished in Grey oxide primer, size 889mm x 854mm high, fitted with B1 burglar bars. Window to comply strictly to SABS as well as the AAAMSA standards concerning sections, size and opening section. Joints between window frame and wall opening to be sealed water tight with an approved sealant | No | 8 |  | 0
2367 | 2766 | 8 | 10 | 240 | 3 | 240.3 |  | Top & side hung standard steel window, finished in Grey oxide primer (Code: SS43), size 1 302mm x 1 445mm high, fitted with B1 burglar bars. Window to comply strictly to SABS as well as the AAAMSA standards concerning sections, size and opening section. Joints between window frame and wall opening to be sealed water tight with an approved sealant | No | 28 |  | 0
2369 | 331 | 8 | 11 | 242 |  | 242 |  | SECTION NO. 8 BILL NO. 11
2370 | 332 | 8 | 11 | 242 |  | 242 |  | PLASTERING
2371 | 2768 | 8 | 11 | 242 |  | 242 |  | GRANOLITHIC
2372 | 2769 | 8 | 11 | 242 |  | 242 |  | Method
2373 | 2770 | 8 | 11 | 242 |  | 242 |  | The method to be used shall be either the monolithic method or the bonded method
2374 | 2771 | 8 | 11 | 242 |  | 242 |  | Preparation
2375 | 2772 | 8 | 11 | 242 |  | 242 |  | For granolithic applied monolithically, the concrete floor shall be swept clean after bleeding of the concrete has ceased and the slab has begun to stiffen; any remaining bleed water shall be removed and the granolithic applied immediately thereafter. For granolithic to be bonded to the floor slab after it has hardened, the slab surface shall be hacked (preferably by mechanical means) until all laitance, dirt, oil, etc is dislodged and swept clean of all loose matter. The slab shall then be wetted and kept damp for at least six hours before applying the granolithic
2376 | 2773 | 8 | 11 | 242 |  | 242 |  | Mix
2377 | 2774 | 8 | 11 | 242 |  | 242 |  | Granolithic shall attain a compressive strength of at least 41MPa. The coarse aggregate shall comply with SANS 1083 and shall generally be capable of passing a 10mm mesh sieve. Where the thickness of the granolithic exceeds 25mm, the size of the coarse aggregate shall be increased to the maximum size compatible with the thickness of the granolithic
2378 | 2775 | 8 | 11 | 242 |  | 242 |  | Panels
2379 | 2776 | 8 | 11 | 242 |  | 242 |  | Granolithic shall be laid in panels not exceeding 14m"² for monolithic finishes, not exceeding 9,5m"² for bonded finishes and not exceeding 6m"² for all external granolithic. Wherever possible, panels shall be square but at no time should the length of the panel exceed 1,5 times its width
2380 | 2777 | 8 | 11 | 243 |  | 243 |  | Where possible joints between panels shall be positioned over joints in the floor slab and shall be at least 3mm wide through the full thickness of the finish, separated by strips of wood or fibreboard and finished with V-joints
2381 | 2778 | 8 | 11 | 243 |  | 243 |  | Laying
2382 | 2779 | 8 | 11 | 243 |  | 243 |  | Monolithic granolithic shall be applied to the partially set slab and thoroughly compacted and lightly wood floated to the required levels
2383 | 2780 | 8 | 11 | 243 |  | 243 |  | Bonded granolithic shall be applied to the slab after applying a 1:1 sand-and-cement slurry brushed over the surface and allowed to partially set before applying the granolithic. The granolithic shall be throughly compacted and lightly wood floated to the required levels
2384 | 2781 | 8 | 11 | 243 |  | 243 |  | After wood floating, the monolithic and bonded granolithic shall remain undisturbed until bleeding has ceased and the surface has stiffened. Any remaining bleed water and laitance shall then be removed and the surface steel trowelled or power floated
2385 | 2782 | 8 | 11 | 243 |  | 243 |  | Curing, seasoning and protection
2386 | 2783 | 8 | 11 | 243 |  | 243 |  | Granolithic shall be covered with clean hessian with waterproof building foil over and kept wet for at least seven days after laying
2387 | 2784 | 8 | 11 | 243 |  | 243 |  | Colour
2388 | 2785 | 8 | 11 | 243 |  | 243 |  | Coloured granolithic shall be tinted with an approved colouring pigment mixed into the granolithic in the proportion of 2.5kg pigment per pocket of cement, of uniform appearance and consistent colour throughout
2389 | 2786 | 8 | 11 | 243 |  | 243 |  | SCREEDS
2390 | 2787 | 8 | 11 | 243 |  | 243 |  | Self levelling Screeds on concrete
2391 | 2788 | 8 | 11 | 243 | 1 | 243.1 |  | 30mm Thick self levelling screed on floors and landings | m² | 312 |  | 0
2392 | 2789 | 8 | 11 | 244 |  | 244 |  | INTERNAL PLASTER
2393 | 2790 | 8 | 11 | 244 |  | 244 |  | Plaster mix for rough brick walls, composed of 1 part : and 6 parts sand 10mm - 20mm thick finished with a steel trowel to rough brick walls, in accordance with SANS 50197-1
2394 | 2791 | 8 | 11 | 244 | 2 | 244.2 |  | On walls | m² | 438 |  | 0
2396 | 337 | 8 | 12 | 246 |  | 246 |  | SECTION NO. 8 BILL NO. 12
2397 | 338 | 8 | 12 | 246 |  | 246 |  | GLAZING
2398 | 2794 | 8 | 12 | 246 |  | 246 |  | Float glass
2399 | 2795 | 8 | 12 | 246 |  | 246 |  | The term "float glass" is used for monolithic annealed glass
2400 | 2796 | 8 | 12 | 246 |  | 246 |  | Laminated glass
2401 | 2797 | 8 | 12 | 246 |  | 246 |  | GLAZING TO STEEL WITH PUTTY
2402 | 2798 | 8 | 12 | 246 |  | 246 |  | Windows to be glazed to SANS min. standards - 6.4mm Low-E glass in panes smaller than 0.5m2 and 6mm safety glass for all panels lower than 900mm above FFL (Fit obscure glazing in toilets and ablutions). All to comply with National building regulations see also glazing preambles for minimum standards.
2403 | 2799 | 8 | 12 | 246 | 1 | 246.1 |  | Panes exceeding 0,1m"² and not exceeding 0,5m"² | m² | 59 |  | 0
2405 | 340 | 8 | 13 | 247 |  | 247 |  | SECTION NO. 8 BILL NO. 13
2406 | 341 | 8 | 13 | 247 |  | 247 |  | PAINTWORK
2407 | 2801 | 8 | 13 | 247 |  | 247 |  | PREPARATORY WORK TO EXISTING WORK
2408 | 2802 | 8 | 13 | 247 |  | 247 |  | Previously painted plastered surfaces
2409 | 2803 | 8 | 13 | 247 |  | 247 |  | Surfaces shall be thoroughly washed down and allowed to dry completely before any paint is applied. Blistered or peeling paint shall be completely removed and cracks shall be opened, filled with a suitable filler and finished smooth
2410 | 2804 | 8 | 13 | 247 |  | 247 |  | Previously painted metal surfaces
2411 | 2805 | 8 | 13 | 247 |  | 247 |  | Surfaces shall be thoroughly rubbed and cleaned down. Blistered or peeling paint shall be completely removed down to bare metal
2412 | 2806 | 8 | 13 | 247 |  | 247 |  | Previously painted wood surfaces
2413 | 2807 | 8 | 13 | 247 |  | 247 |  | Surfaces shall be thoroughly cleaned down. Blistered or peeling paint shall be completely removed and cracks and crevices shall be primed, filled with suitable filler and finished smooth
2414 | 2808 | 8 | 13 | 247 |  | 247 |  | PAINT SPECIFICATIONS
2415 | 2809 | 8 | 13 | 247 |  | 247 |  | All painting shall be done in accordance with "Dulux" specifications unless otherwise described
2416 | 2810 | 8 | 13 | 247 |  | 247 |  | COLOURS
2417 | 6096 | 8 | 13 | 247 |  | 247 |  | Unless otherwise described paintwork on ceilings shall be deemed to be in the "White" colour group and paintwork on all other components shall be deemed to be in the "Pastel" colour group in accordance with the Natural Colour System (NCS) adopted by the SA National Standards
2418 | 2811 | 8 | 13 | 248 |  | 248 |  | PAINTWORK ETC TO NEW WORK
2419 | 2812 | 8 | 13 | 248 |  | 248 |  | ON FLOATED PLASTER
2420 | 2813 | 8 | 13 | 248 |  | 248 |  | Superior quality PVA acrylic paint (colour to be selected) to new interior cement plaster. One coat Primer and with two coats PVA
2421 | 2814 | 8 | 13 | 248 | 1 | 248.1 |  | On internal walls | m² | 438 |  | 0
2422 | 2815 | 8 | 13 | 248 |  | 248 |  | ON PLASTER BOARD
2423 | 2816 | 8 | 13 | 248 |  | 248 |  | Superior quality PVA acrylic paint (colour to be selected) to new gypsum ceilings. One coat Primer and finish with two coats Acrylic PVA
2424 | 2817 | 8 | 13 | 248 | 2 | 248.2 |  | On ceilings | m² | 238 |  | 0
2425 | 2818 | 8 | 13 | 248 | 3 | 248.3 |  | On cornice not exceeding 300mm girth | m | 164 |  | 0
2426 | 2819 | 8 | 13 | 248 |  | 248 |  | ON METAL
2427 | 2820 | 8 | 13 | 248 |  | 248 |  | Contractors Gloss Enamel (colour to be selected) to new exterior galvanised steel. One coat Primer for Steel, undercoat with one coat Universal Undercoat and two coats Contractors Gloss Enamel
2428 | 2821 | 8 | 13 | 248 | 4 | 248.4 |  | On window frames | m² | 51 |  | 0
2429 | 2822 | 8 | 13 | 248 |  | 248 |  | Contractors Gloss Enamel (colour to be selected) to new interior galvanised steel. One coat Primer for Steel, undercoat with one coat Universal Undercoat and two coats Contractors Gloss Enamel
2430 | 2823 | 8 | 13 | 248 | 5 | 248.5 |  | On door frames | m² | 17 |  | 0
2431 | 2824 | 8 | 13 | 248 |  | 248 |  | ON WOOD
2432 | 2825 | 8 | 13 | 248 |  | 248 |  | Contractors Gloss Enamel (colour to be selected) to new exterior galvanised steel. One coat Primer for Steel, undercoat with one coat Universal Undercoat and two coats Contractors Gloss Enamel
2433 | 2826 | 8 | 13 | 248 | 6 | 248.6 |  | On doors | m² | 136 |  | 0
2434 | 2827 | 8 | 13 | 249 |  | 249 |  | Painted with Carbolineum paint as per architects specification
2435 | 2828 | 8 | 13 | 249 | 7 | 249.7 |  | On exposed trusses | m² | 21 |  | 0
2437 | 300 | 8 | 14 | 251 | 1 | 251.1 |  | Earthworks (Provisional) | Page | 219
2438 | 303 | 8 | 14 | 251 | 2 | 251.2 |  | Concrete, Formwork & Reinforcement | Page | 224
2439 | 306 | 8 | 14 | 251 | 3 | 251.3 |  | Masonry | Page | 229
2440 | 309 | 8 | 14 | 251 | 4 | 251.4 |  | Waterproofing | Page | 230
2441 | 312 | 8 | 14 | 251 | 5 | 251.5 |  | Roof coverings, Claddings, etc | Page | 231
2442 | 315 | 8 | 14 | 251 | 6 | 251.6 |  | Carpentry and Joinery | Page | 235
2443 | 318 | 8 | 14 | 251 | 7 | 251.7 |  | Floor coverings, Wall Linings, etc. | Page | 236
2444 | 324 | 8 | 14 | 251 | 8 | 251.8 |  | Ironmongery | Page | 237
2445 | 4542 | 8 | 14 | 251 | 9 | 251.9 |  | Structural Steelwork | Page | 238
2446 | 327 | 8 | 14 | 251 | 10 | 251.1 |  | Metalwork | Page | 241
2447 | 330 | 8 | 14 | 251 | 11 | 251.11 |  | Plastering | Page | 245
2448 | 336 | 8 | 14 | 251 | 12 | 251.12 |  | Glazing | Page | 246
2449 | 339 | 8 | 14 | 251 | 13 | 251.13 |  | Paintwork | Page | 250
2450 | 505 | 9 | 1 | 252 |  | 252 |  | SECTION NO. 9 BILL NO. 1
2451 | 506 | 9 | 1 | 252 |  | 252 |  | EARTHWORKS (PROVISIONAL)
2452 | 2832 | 9 | 1 | 252 |  | 252 |  | The following are typical examples of descriptions of "nature of ground" Nature of ground
2453 | 2833 | 9 | 1 | 252 |  | 252 |  | The nature of the gro und is assumed to be loose sandy material, therefore "earth", but possibly interspersed with "soft rock" or "hard rock" The nature of the ground is assumed to be gravel, therefore "earth", but possibly interspersed with "soft rock" or "hard rock
2454 | 2834 | 9 | 1 | 252 |  | 252 |  | The nature of the ground is assumed to be silty clay with loose river boulders varying in size up to approximately 450mm diameter, all of which will be deemed as "earth", but possibly interspersed with "hard rock" Trial holes indicate that the nature of the ground is silty clay to a depth of approximately 500mm with fine to medium loose sandy material below, therefore "earth
2455 | 2835 | 9 | 1 | 252 |  | 252 |  | A soils investigation has been carried out on the site by the engineer and the report is annexed to these bills of quantities. The soils report indicates that the ground varies between silty sand, reworked soil of mixed origin and residual shale, all of which will be deemed as "earth". All very hard unweathered shale, ironstone, etc, the removal of which necessitates the use of explosives or heavy duty hydraulic percussion hammers (peckers), will be classified as "hard rock
2456 | 2836 | 9 | 1 | 252 |  | 252 |  | Carting away of excavated material
2457 | 2837 | 9 | 1 | 252 |  | 252 |  | Descriptions of carting away of excavated material shall be deemed to include loading excavated material onto trucks directly from the excavations or, alternatively, from stock piles situated on the building site Filling and layer work materials
2458 | 2838 | 9 | 1 | 253 |  | 253 |  | References such as "G1", "G2", etc and "C1", "C2", etc in descriptions of filling and layer work materials refer to corresponding references in the document "Guidelines for Road Construction Materials. TRH 14 : 1985" compiled by the Committee of State Road Authorities and the properties set out therein for each kind shall be applicable to the respective materials described hereinafter User note
2459 | 2839 | 9 | 1 | 253 |  | 253 |  | When no information regarding density and other tests is available the following preamble in respect of testing may be inserted
2460 | 2840 | 9 | 1 | 253 |  | 253 |  | Testing
2461 | 2841 | 9 | 1 | 253 |  | 253 |  | Prices for filling are to include for all necessary density and other tests
2462 | 2842 | 9 | 1 | 253 |  | 253 |  | Site clearance
2463 | 2843 | 9 | 1 | 253 | 1 | 253.1 |  | Digging up and removing rubbish, debris, vegetation, hedges, shrubs, bush, etc and trees not exceeding 200mm girth | m² | 331 |  | 0
2464 | 2844 | 9 | 1 | 253 |  | 253 |  | EXCAVATION, FILLING, ETC
2465 | 2845 | 9 | 1 | 253 |  | 253 |  | Excavation in earth not exceeding 2m deep
2466 | 2846 | 9 | 1 | 253 | 2 | 253.2 |  | Trenches and holes | m³ | 141 |  | 0
2467 | 2847 | 9 | 1 | 253 |  | 253 |  | Extra over trench and hole excavations in earth for breaking up and removing
2468 | 2848 | 9 | 1 | 253 | 3 | 253.3 |  | Soft rock | m³ | 8 |  | 0
2469 | 2849 | 9 | 1 | 253 | 4 | 253.4 |  | Hard rock | m³ | 2 |  | 0
2470 | 2850 | 9 | 1 | 253 |  | 253 |  | Extra over bulk excavations in earth for breaking up and removing
2471 | 2851 | 9 | 1 | 253 | 5 | 253.5 |  | Brickwork | m³ | 1 |  | 0
2472 | 2852 | 9 | 1 | 253 | 6 | 253.6 |  | Unreinforced concrete | m³ | 1 |  | 0
2473 | 2853 | 9 | 1 | 253 | 7 | 253.7 |  | Reinforced concrete | m³ | 1 |  | 0
2474 | 2854 | 9 | 1 | 254 |  | 254 |  | Extra over all excavations for carting away
2475 | 2855 | 9 | 1 | 254 | 8 | 254.8 |  | Surplus material from excavations and/or stock piles on site, to a dumping site to be located by the contractor | m³ | 30 |  | 0
2476 | 2856 | 9 | 1 | 254 |  | 254 |  | Compaction of ground surfaces
2477 | 2857 | 9 | 1 | 254 | 9 | 254.9 |  | Compaction of natural or excavated ground surface under floors etc, including scarifying for a depth of 150mm, breaking down oversize material, adding suitable material where necessary and compacting to 95% Mod AASHTO density LAYER WORK | m² | 331 |  | 0
2478 | 2858 | 9 | 1 | 254 |  | 254 |  | Keeping excavations free of water
2479 | 2859 | 9 | 1 | 254 | 10 | 254.1 |  | Keeping excavations free of water other than subterranean water | Item | 1 |  | 0
2480 | 2860 | 9 | 1 | 254 |  | 254 |  | FILLING ETC
2481 | 2861 | 9 | 1 | 254 |  | 254 |  | Earth filling obtained from the excavations, including haulage approximately 150m from perimeter of excavations (not compacted)
2482 | 2862 | 9 | 1 | 254 | 11 | 254.11 |  | In prescribed stock piles on site | m³ | 59 |  | 0
2483 | 2863 | 9 | 1 | 254 |  | 254 |  | Earthflling of 150mm thick G7 natural gravel compacted to 95% Mod Asstho Density
2484 | 2864 | 9 | 1 | 254 | 12 | 254.12 |  | Under surface beds in 150mm layer | m³ | 50 |  | 0
2485 | 2865 | 9 | 1 | 254 |  | 254 |  | Prescribed tests to determine degree of compaction or other properties of ground or filling
2486 | 2866 | 9 | 1 | 254 | 13 | 254.13 |  | Modified AASHTO Density test | No | 5 |  | 0
2487 | 2867 | 9 | 1 | 254 | 14 | 254.14 |  | Field Density test including "Optimum Moisture Content" test (four readings per test) | No | 2 |  | 0
2489 | 508 | 9 | 2 | 256 |  | 256 |  | SECTION NO. 9 BILL NO. 2
2490 | 509 | 9 | 2 | 256 |  | 256 |  | CONCRETE, FORMWORK AND REINFORCEMENT
2491 | 2870 | 9 | 2 | 256 |  | 256 |  | Cost of tests
2492 | 2871 | 9 | 2 | 256 |  | 256 |  | The costs of making, storing and testing of concrete test cubes as required under clause 7 "Tests" of SABS 1200 G shall include the cost of providing cube moulds necessary for the purpose, for testing costs and for submitting reports on the tests for approval. The testing shall be undertaken by an approved independent firm or institution nominated by the contractor (test cubes are measured separately)
2493 | 2872 | 9 | 2 | 256 |  | 256 |  | Breeze concrete
2494 | 2873 | 9 | 2 | 256 |  | 256 |  | Breeze concrete shall consist of twelve parts clean dry furnace ash, free from coal or other foreign matter, to one part cement (1:12); the ash graded up to particles which will pass a 16,5mm ring from a minimum which fails to pass a 4,75mm mesh. The finer materials from the screening are to be first mixed with the cement into a mortar and the ash added afterwards and thoroughly incorporated
2495 | 2874 | 9 | 2 | 256 |  | 256 |  | Lightweight concrete
2496 | 2875 | 9 | 2 | 256 |  | 256 |  | Lightweight concrete shall have a density of 600kg/m3 for the top 50mm and 400kg/m3 for the remaining thickness. The minimum thickness at outlets, channels, etc shall be 50mm
2497 | 2876 | 9 | 2 | 256 |  | 256 |  | Formwork
2498 | 2877 | 9 | 2 | 256 |  | 256 |  | Descriptions of formwork shall be deemed to include use and waste only (except where described as "left in" or "permanent"), for fitting together in the required forms, wedging, plumbing and fixing to true angles and surfaces as necessary to ensure easy release during stripping and for reconditioning as necessary before re-use
2499 | 2878 | 9 | 2 | 257 |  | 257 |  | The vertical strutting shall be carried down to such construction as is sufficiently strong to afford the required support without damage and shall remain in position until the newly constructed work is able to support itself Formwork to soffits of solid slabs etc shall be deemed to be to slabs not exceeding 250mm thick unless otherwise described
2500 | 2879 | 9 | 2 | 257 |  | 257 |  | Formwork to soffits of slabs, beams, etc shall be deemed to be propped up exceeding 1,5m and not exceeding 3,5m high unless otherwise described Formwork to sides of bases, pile caps, ground beams, etc will only be measured where it is prescribed by the engineer for design reasons. Formwork necessitated by irregularity or collapse of excavated faces will not be measured and the cost thereof shall be deemed to be included in the allowance for taking the risk of collapse of the sides of the excavations, provision for which is made in "Earthworks
2501 | 2880 | 9 | 2 | 257 |  | 257 |  | UNREINFORCED CONCRETE CAST AGAINST EXCAVATED SURFACES
2502 | 6123 | 9 | 2 | 257 |  | 257 |  | 15MPa/19mm concrete
2503 | 2884 | 9 | 2 | 257 | 1 | 257.1 |  | Surface blinding under footings and bases | m³ | 5 |  | 0
2504 | 6124 | 9 | 2 | 257 |  | 257 |  | REINFORCED CONCRETE CAST AGAINST EXCAVATED SURFACES
2505 | 2881 | 9 | 2 | 257 |  | 257 |  | 25MPa/19mm concrete
2506 | 2882 | 9 | 2 | 257 | 2 | 257.2 |  | Bases | m³ | 1 |  | 0
2507 | 2885 | 9 | 2 | 257 | 3 | 257.3 |  | Strip footings | m³ | 22 |  | 0
2508 | 2886 | 9 | 2 | 257 |  | 257 |  | REINFORCED CONCRETE CAST IN FORMWORK
2509 | 2887 | 9 | 2 | 257 |  | 257 |  | 25MPa/19mm concrete
2510 | 2888 | 9 | 2 | 257 | 4 | 257.4 |  | Surface beds on waterproofing (including thickenings) | m³ | 38 |  | 0
2511 | 2889 | 9 | 2 | 257 | 5 | 257.5 |  | Ramps | m³ | 2 |  | 0
2512 | 2890 | 9 | 2 | 257 | 6 | 257.6 |  | Stairs including landings, beams and inverted beams | m³ | 4 |  | 0
2513 | 2891 | 9 | 2 | 258 |  | 258 |  | TEST CUBES
2514 | 2892 | 9 | 2 | 258 | 7 | 258.7 |  | Making and testing 150 x 150 x 150mm concrete strength test cube (Provisional) | No | 10 |  | 0
2515 | 2893 | 9 | 2 | 258 |  | 258 |  | Finishing top surfaces of concrete smooth with a steel trowel
2516 | 2894 | 9 | 2 | 258 | 8 | 258.8 |  | Surface beds, slabs, etc to falls | m² | 261 |  | 0
2517 | 2895 | 9 | 2 | 258 |  | 258 |  | Finishing top surfaces of concrete smooth with a wood float
2518 | 2896 | 9 | 2 | 258 | 9 | 258.9 |  | Surface beds, slabs, etc to falls and currents | m² | 75 |  | 0
2519 | 2897 | 9 | 2 | 258 |  | 258 |  | 20 MPa non-shrink grout
2520 | 2898 | 9 | 2 | 258 | 10 | 258.1 |  | Bedding approximately 100mm thick under 50 x 50mm base plate | No | 9 |  | 0
2521 | 2899 | 9 | 2 | 258 |  | 258 |  | ROUGH FORMWORK (DEGREE OF ACCURACY II)
2522 | 2900 | 9 | 2 | 258 |  | 258 |  | Rough formwork to sides
2523 | 2901 | 9 | 2 | 258 | 11 | 258.11 |  | Edges, risers, ends and reveals not exceeding 300mm high or wide | m | 161 |  | 0
2524 | 2902 | 9 | 2 | 258 |  | 258 |  | MOVEMENT JOINTS ETC
2525 | 2903 | 9 | 2 | 258 |  | 258 |  | Expansion joints with 10mm softboard and sealant between vertical concrete and brick surfaces
2526 | 2904 | 9 | 2 | 258 | 12 | 258.12 |  | Not exceeding 300mm high to edges of surface beds | m | 200 |  | 0
2527 | 2905 | 9 | 2 | 258 |  | 258 |  | Expansion joints with between vertical concrete surfaces, including necessary formwork
2528 | 2906 | 9 | 2 | 258 | 13 | 258.13 |  | 3x35mm Saw-cut joints in top of concrete including 8xream and 10mm backing cord with 8 x 13mm sealant (exposed slabs) | m | 19 |  | 0
2529 | 2907 | 9 | 2 | 258 | 14 | 258.14 |  | 3 x 40mm Saw-cut joints in top of concrete | m | 66 |  | 0
2530 | 2908 | 9 | 2 | 259 |  | 259 |  | Horizontal construction joints through concrete including thick cement slurry to one face
2531 | 2909 | 9 | 2 | 259 | 15 | 259.15 |  | Surface beds not exceeding 300mmm thick as per engineers details | m | 81 |  | 0
2532 | 2910 | 9 | 2 | 259 |  | 259 |  | REINFORCEMENT
2533 | 2911 | 9 | 2 | 259 |  | 259 |  | Mild steel reinforcement to structural concrete work
2534 | 2912 | 9 | 2 | 259 | 16 | 259.16 |  | Y10mm Diameter bars | t | 1 |  | 0
2535 | 2913 | 9 | 2 | 259 | 17 | 259.17 |  | Y8mm Diameter bars | t | 1 |  | 0
2536 | 2914 | 9 | 2 | 259 |  | 259 |  | Fabric reinforcement
2537 | 2915 | 9 | 2 | 259 | 18 | 259.18 |  | Type 193 fabric reinforcement in concrete surface beds etc | m² | 336 |  | 0
2539 | 511 | 9 | 3 | 261 |  | 261 |  | SECTION NO. 9 BILL NO. 3
2540 | 512 | 9 | 3 | 261 |  | 261 |  | MASONRY
2541 | 2918 | 9 | 3 | 261 |  | 261 |  | BRICKWORK
2542 | 2919 | 9 | 3 | 261 |  | 261 |  | Sizes in descriptions
2543 | 2920 | 9 | 3 | 261 |  | 261 |  | Where sizes in descriptions are given in brick units, "one brick" shall represent the length and "half brick" the width of a brick
2544 | 2921 | 9 | 3 | 261 |  | 261 |  | Walls in two skins described as "bagged and sealed" shall be deemed to include having the outer face of the inner skin bagged with 1:6 cement and sand mixture and sealed with two coats bitumen emulsion waterproofing coating
2545 | 2922 | 9 | 3 | 261 |  | 261 |  | Face bricks
2546 | 2923 | 9 | 3 | 261 |  | 261 |  | Bricks shall be ordered timeously to obtain uniformity in size and colour Pointing
2547 | 2924 | 9 | 3 | 261 |  | 261 |  | Descriptions of recessed pointing to fair face brickwork and face brickwork shall be deemed to include square recessed, hollow recessed, weathered pointing, etc
2548 | 2925 | 9 | 3 | 261 |  | 261 |  | BLOCKWORK
2549 | 2926 | 9 | 3 | 261 |  | 261 |  | Concrete masonry units
2550 | 2927 | 9 | 3 | 261 |  | 261 |  | Blocks are to be either solid or hollow modular dense concrete masonry units having a compressive strength of 7MPa
2551 | 2928 | 9 | 3 | 262 |  | 262 |  | Wall ties for blockwork
2552 | 2929 | 9 | 3 | 262 |  | 262 |  | Wall ties shall be polypropylene ties complying with BS 76377. Ties for hollow walls shall be of sufficient length to allow not less than 75mm of each end to be built into the blockwork. Ties are to be spaced at intervals of not more than 1m in the horizontal direction and not more than 400mm staggered in the vertical direction except at openings, vertical joints or ends of walls where they are to be placed vertically above each other Blockwork
2553 | 2930 | 9 | 3 | 262 |  | 262 |  | Blockwork shall comply with SANS 10145 "Concrete Masonry Construction" Surfaces to be plastered shall have joints raked out to a depth of at least 10mm to provide a key. Cavities of hollow walls shall be kept free of mortar droppings or other undesirable matter. Every second perpend of the bottom course of the external skin of hollow walls shall be left open as a weep hole Standard complementary blocks
2554 | 2931 | 9 | 3 | 262 |  | 262 |  | Descriptions of blockwork shall be deemed to include standard complementary blocks such as corner, three-quarter, half and quarter blocks required in the construction of corners, reveals, jambs, ends, etc to solid and hollow walls and for bonding as necessary
2555 | 2932 | 9 | 3 | 262 |  | 262 |  | DECORATIVE BLOCKS
2556 | 2933 | 9 | 3 | 262 |  | 262 |  | Blocks shall be of approved manufacture, sound, well burnt or cured and uniform and true in size, shape and colour
2557 | 2934 | 9 | 3 | 262 |  | 262 |  | BRICKWORK
2558 | 6143 | 9 | 3 | 262 |  | 262 |  | Description of brickwork is measured inclusive of all reinforcement, mortar, ties, mortar fillet and closing of cavities and rates should be inclusive of such
2559 | 2935 | 9 | 3 | 262 |  | 262 |  | FOUNDATIONS (PROVISIONAL)
2560 | 2936 | 9 | 3 | 262 | 1 | 262.1 |  | 300mm Hollow walls of two half brick skins | m² | 90 |  | 0
2561 | 2937 | 9 | 3 | 263 |  | 263 |  | SUPERSTRUCTURE
2562 | 2938 | 9 | 3 | 263 |  | 263 |  | Brickwork of NFP bricks in class II mortar in load bearing walls
2563 | 2939 | 9 | 3 | 263 | 2 | 263.2 |  | Half brick walls | m² | 2 |  | 0
2564 | 2940 | 9 | 3 | 263 | 3 | 263.3 |  | Half brick walls in beamfilling | m² | 10 |  | 0
2565 | 2941 | 9 | 3 | 263 | 4 | 263.4 |  | One brick walls | m² | 420 |  | 0
2566 | 2942 | 9 | 3 | 263 |  | 263 |  | Steel bar reinforcement
2567 | 2943 | 9 | 3 | 263 | 5 | 263.5 |  | 8mm Diameter mild steel bars built in horizontally | t | 1 |  | 0
2568 | 2944 | 9 | 3 | 263 | 6 | 263.6 |  | 8mm Diameter high tensile steel bars built in horizontally | t | 1 |  | 0
2569 | 2945 | 9 | 3 | 263 |  | 263 |  | Prestressed fabricated concrete lintels including necessary temporary supports
2570 | 2946 | 9 | 3 | 263 | 7 | 263.7 |  | 75 x 110mm Lintels in lengths not exceeding 3m | m | 10 |  | 0
2571 | 2947 | 9 | 3 | 263 | 8 | 263.8 |  | 75 x 220mm Lintels in lengths exceeding 3m and not exceeding 4,5m | m | 10 |  | 0
2572 | 2948 | 9 | 3 | 263 | 9 | 263.9 |  | 220 x 110mm Lintels in lengths exceeding 4,5m and not exceeding 6m | m | 10 |  | 0
2573 | 2949 | 9 | 3 | 263 |  | 263 |  | Turning pieces to lintels etc
2574 | 2950 | 9 | 3 | 263 | 10 | 263.1 |  | 220mm Wide turning pieces | m | 5 |  | 0
2575 | 2951 | 9 | 3 | 263 |  | 263 |  | Air bricks etc
2576 | 2952 | 9 | 3 | 263 | 11 | 263.11 |  | 229 x 152mm Terracotta vermin proof air brick | No | 4 |  | 0
2577 | 2953 | 9 | 3 | 263 |  | 263 |  | FACE BRICKWORK
2578 | 2954 | 9 | 3 | 263 |  | 263 |  | Sapphire Imperial FBS clay face brick, jointed in Class II mortar and pointed with flush vertical and flush horizontal joints
2579 | 2955 | 9 | 3 | 263 | 12 | 263.12 |  | Extra over brickwork for face brickwork for one side of one brick wall | m² | 268 |  | 0
2580 | 2956 | 9 | 3 | 264 | 13 | 264.13 |  | Extra over brickwork for face brickwork for one side of one brick wall internally up to 900mm high above FFL | m² | 81 |  | 0
2581 | 2957 | 9 | 3 | 264 | 14 | 264.14 |  | Extra over brickwork for facebrickwork for 330mm x 330mm brick column @ 3.34m high | No | 2 |  | 0
2582 | 2958 | 9 | 3 | 264 | 15 | 264.15 |  | Extra over face brickwork both sides of one brick wall | m² | 26 |  | 0
2583 | 2959 | 9 | 3 | 264 |  | 264 |  | Brick-on-edge header course copings, sills, lintels, etc of "Sapphire Imperial FBS Clay" face bricks, pointed with flush recessed joints on all exposed faces
2584 | 2960 | 9 | 3 | 264 | 16 | 264.16 |  | 220mm Copings on top of one brick walls | m | 5 |  | 0
2585 | 2961 | 9 | 3 | 264 | 17 | 264.17 |  | Facebick concrete lintel | m | 20 |  | 0
2586 | 2962 | 9 | 3 | 264 |  | 264 |  | WINDOW SILLS
2587 | 2963 | 9 | 3 | 264 |  | 264 |  | Facebrick to as per above spec
2588 | 2964 | 9 | 3 | 264 | 18 | 264.18 |  | 110mm Facebrick window sills flat and slightly projecting | m | 235 |  | 0
2590 | 514 | 9 | 4 | 266 |  | 266 |  | SECTION NO. 9 BILL NO. 4
2591 | 515 | 9 | 4 | 266 |  | 266 |  | WATERPROOFING
2592 | 2967 | 9 | 4 | 266 |  | 266 |  | Waterproofing
2593 | 2968 | 9 | 4 | 266 |  | 266 |  | Waterproofing of roofs, basements, etc shall be laid under a ten year guarantee. Waterproofing to roofs shall be laid to even falls to outlets etc with necessary ridges, hips and valleys. Descriptions of sheet or membrane waterproofing shall be deemed to include additional labour to turn-ups and turn-downs
2594 | 2969 | 9 | 4 | 266 |  | 266 |  | DAMPPROOFING OF WALLS AND FLOORS
2595 | 2970 | 9 | 4 | 266 |  | 266 |  | One layer 375 micron embossed polyethylene dampproof course (SANS 952-1985 type B)
2596 | 2971 | 9 | 4 | 266 | 1 | 266.1 |  | In walls | m² | 19 |  | 0
2597 | 2972 | 9 | 4 | 266 |  | 266 |  | One layer 250 micron green polyethylene waterproof sheeting SANS 952-1985 type C sealed at laps with PVC self-adhesive tape
2598 | 2973 | 9 | 4 | 266 | 2 | 266.2 |  | Under surface beds | m² | 334 |  | 0
2599 | 2974 | 9 | 4 | 266 | 3 | 266.3 |  | Vertically between walls | m² | 10 |  | 0
2600 | 2975 | 9 | 4 | 266 |  | 266 |  | Mastic or silicone sealing compound including backing cord, bond breaker, primer, etc
2601 | 2976 | 9 | 4 | 266 | 4 | 266.4 |  | 6 x 10mm In saw cut joints in floors | m | 262 |  | 0
2603 | 517 | 9 | 5 | 267 |  | 267 |  | SECTION NO. 9 BILL NO. 5
2604 | 518 | 9 | 5 | 267 |  | 267 |  | ROOF COVERINGS, CLADDINGS, ETC.
2605 | 2979 | 9 | 5 | 267 |  | 267 |  | Where battens for roof coverings form part of the plate nailed timber roof truss design it shall be included under the roof construction in the "Carpentry and Joinery" trade and not under this trade
2606 | 2980 | 9 | 5 | 267 |  | 267 |  | PROFILED METAL SHEETING AND ACCESSORIES
2607 | 2981 | 9 | 5 | 267 |  | 267 |  | 0.6mm Colomate finished galvanised metal IBR roof Sheeting @ 15 degrees pitch laid on insulation fixed to timber purlins and trusses
2608 | 2982 | 9 | 5 | 267 | 1 | 267.1 |  | Roof covering with pitches not exceeding 25 degrees | m² | 375 |  | 0
2609 | 2983 | 9 | 5 | 267 | 2 | 267.2 |  | Side cladding not exceeding 250mm | m² | 18 |  | 0
2610 | 2984 | 9 | 5 | 267 | 3 | 267.3 |  | Gable end side cladding not exceeding 250mm | m² | 3 |  | 0
2611 | 2985 | 9 | 5 | 267 | 4 | 267.4 |  | Ridge or Valley flashing | m | 36 |  | 0
2612 | 2986 | 9 | 5 | 267 | 5 | 267.5 |  | Ridge Closer | m | 36 |  | 0
2613 | 2987 | 9 | 5 | 267 |  | 267 |  | ROOF AND WALL INSULATION
2614 | 2988 | 9 | 5 | 267 |  | 267 |  | Multi-layered reinforced double-sided aluminium foil sheeting in accordance with SANS 1381-4 with a mass of not less than 293g/m×"½ and a Class I fire rating in accordance with SANS 0177-3
2615 | 2989 | 9 | 5 | 267 | 6 | 267.6 |  | 135mm Lightweight non combustible fibre glass Insulation blanket laid taut over purlins at approximately 750mm centres and fixed concurrent with roof covering with stapled longitudinal flap joints, including fixing at top and bottom edges to purlins with and including hoop iron straps | m² | 264 |  | 0
2617 | 520 | 9 | 6 | 268 |  | 268 |  | SECTION NO. 9 BILL NO. 6
2618 | 521 | 9 | 6 | 268 |  | 268 |  | CARPENTRY & JOINERY
2619 | 2992 | 9 | 6 | 268 |  | 268 |  | Fixing
2620 | 2993 | 9 | 6 | 268 |  | 268 |  | Items described as "nailed" shall be deemed to be fixed with hardened steel nails or pins, or to be shot-pinned, to brickwork or concrete
2621 | 2994 | 9 | 6 | 268 |  | 268 |  | Items described as "plugged" shall be deemed to include screwing to fibre, plastic or metal plugs at not exceeding 500mm centres, and where described as "bolted", the bolts have been given elsewhere
2622 | 2995 | 9 | 6 | 268 |  | 268 |  | Decorative thermosetting plastic laminate covering
2623 | 2996 | 9 | 6 | 268 |  | 268 |  | Laminate covering shall be glued under pressure and edge strips of same shall be butt jointed at junctions with adjacent similar finish
2624 | 2997 | 9 | 6 | 268 |  | 268 |  | SUPPLEMENTARY PREAMBLES
2625 | 2998 | 9 | 6 | 268 |  | 268 |  | Trusses are at maximum 750mm centres
2626 | 2999 | 9 | 6 | 268 |  | 268 |  | 0.6mm Colomate finished galvanised metal IBR roof Sheeting @ 15 degrees pitch laid on insulation fixed to timber purlins and trussesRoof covering is type on purlins
2627 | 3000 | 9 | 6 | 268 |  | 268 |  | Ceiling is 6mm sheeting edge flush plastered on 38 x 38mm brandering
2628 | 3001 | 9 | 6 | 268 |  | 268 |  | References given in descriptions refer to the respective types of trusses detailed on the architect's/engineer's drawings numbered C100 RevA annexed to these bills of quantities accompanying these bills of quantities for tender purposes Dimensions in descriptions of trusses are nominal and actual measurements are to be obtained from the architect/engineer and/or taken on site before design or fabrication commences
2629 | 3002 | 9 | 6 | 269 |  | 269 |  | Sawn softwood grade S5/S7
2630 | 3003 | 9 | 6 | 269 | 1 | 269.1 |  | Roof construction to double pitched roof with two hipped ends, 336m2 on plan x 1.893mm high overall, including trusses, jack rafters, permanent bracing and 76 x 50mm battens at 750mm 38 x 38mm purlins centres for roof covering (wall plates elsewhere) complete and signed of by engineer | No | 1 |  | 0
2631 | 3004 | 9 | 6 | 269 | 2 | 269.2 |  | Wall plates | m | 108 |  | 0
2632 | 3005 | 9 | 6 | 269 |  | 269 |  | SKIRTINGS
2633 | 3006 | 9 | 6 | 269 |  | 269 |  | Timber Skirting, size 18 x 100mm plugged and screwed to wall surface.
2634 | 3007 | 9 | 6 | 269 | 3 | 269.3 |  | 18mm x 100mm High skirtings | m | 10 |  | 0
2635 | 3008 | 9 | 6 | 269 |  | 269 |  | EAVES, VERGES, ETC
2636 | 3009 | 9 | 6 | 269 |  | 269 |  | Sawn softwood
2637 | 3010 | 9 | 6 | 269 | 4 | 269.4 |  | 78 x 78mm Branders | m | 7225 |  | 0
2638 | 3011 | 9 | 6 | 269 | 5 | 269.5 |  | 250 x 20mm Barge boards | m | 11 |  | 0
2639 | 3012 | 9 | 6 | 269 | 6 | 269.6 |  | 250 x 20mm Fascias | m | 71 |  | 0
2640 | 3013 | 9 | 6 | 269 |  | 269 |  | TIMBER DOORS, WINDOWS, ETC
2641 | 3014 | 9 | 6 | 269 |  | 269 |  | Fire doors
2642 | 3015 | 9 | 6 | 269 |  | 269 |  | Fire doors are to be in accordance with SANS 1253
2643 | 3016 | 9 | 6 | 269 |  | 269 |  | DOORS ETC
2644 | 3017 | 9 | 6 | 269 | 7 | 269.7 |  | 813 x 345mm Fanlight and of 813 x 2032 x 40 solid core flush masonite panel door. 6.4mm clear fixed glazing on fanlight | No | 5 |  | 0
2645 | 3018 | 9 | 6 | 270 |  | 270 |  | WINDOWS
2646 | 3019 | 9 | 6 | 270 |  | 270 |  | Standard hardboard
2647 | 3020 | 9 | 6 | 270 | 8 | 270.8 |  | 10mm Duct covers in 500mm widths, fixed at 250mm centres along edges with chromium plated dome headed screws in cup washers | m² | 27 |  | 0
2648 | 3021 | 9 | 6 | 270 |  | 270 |  | JOINERY SUNDRIES
2649 | 3023 | 9 | 6 | 270 |  | 270 |  | NOTICE BOARDS, KEYBOARDS, DUCKBOARDS, ETC
2650 | 3024 | 9 | 6 | 270 |  | 270 |  | Wrought Meranti or similar
2651 | 3025 | 9 | 6 | 270 | 9 | 270.9 |  | Standard 20mm Pinning or notice board 1500 x 1500mm high glued to backboard fixed with timber 38 x 38mm Grounds, glued too plastered walls | No | 2 |  | 0
2652 | 3026 | 9 | 6 | 270 |  | 270 |  | White boards
2653 | 3027 | 9 | 6 | 270 | 10 | 270.1 |  | Classroom white boards n.e 8m2 with 38 x38mm Grounds, fixed to plastered walls | No | 5 |  | 0
2654 | 3028 | 9 | 6 | 270 |  | 270 |  | Fire extinguisher boards
2655 | 3029 | 9 | 6 | 270 | 11 | 270.11 |  | 20mm Backboards for 4,5kg fire extinguishers plugged to wall | No | 2 |  | 0
2657 | 523 | 9 | 7 | 272 |  | 272 |  | SECTION NO. 9 BILL NO. 7
2658 | 524 | 9 | 7 | 272 |  | 272 |  | CEILINGS, PARTITIONS AND ACCESS FLOORING
2659 | 3031 | 9 | 7 | 272 |  | 272 |  | Fixing
2660 | 3032 | 9 | 7 | 272 |  | 272 |  | Items described as "nailed" shall be deemed to be fixed with hardened steel nails or pins, or to be shot-pinned, to brickwork or concrete
2661 | 3033 | 9 | 7 | 272 |  | 272 |  | Items described as "plugged" shall be deemed to include screwing to fibre, plastic or metal plugs at not exceeding 500mm centres, and where described as "bolted", the bolts have been given elsewhere
2662 | 3034 | 9 | 7 | 272 |  | 272 |  | Ceilings
2663 | 3035 | 9 | 7 | 272 |  | 272 |  | Unless otherwise described ceilings shall be deemed to be horizontal
2664 | 3036 | 9 | 7 | 272 |  | 272 |  | Bulkheads
2665 | 3037 | 9 | 7 | 272 |  | 272 |  | Unless otherwise described bulkheads shall be deemed to be horizontal along the length
2666 | 3038 | 9 | 7 | 272 |  | 272 |  | Steel components
2667 | 3039 | 9 | 7 | 272 |  | 272 |  | All steel components for ceilings, partitions, etc are to be galvanised in accordance with SANS 121
2668 | 3040 | 9 | 7 | 272 |  | 272 |  | NAILED-UP CEILINGS
2669 | 3041 | 9 | 7 | 272 |  | 272 |  | Installation of RhinoBoard 6.4mm including 38 x 38mm SA Pine brandering at 400mm centres in one direction, ceiling screws at 150mm c/c to timber at max 400mm c/c to tie beam. Including concealed grid with staggered joints, M strips and spot screw heards. Plus Isover 115mm thick Aerolite thermal ceiling insulation
2670 | 3042 | 9 | 7 | 272 | 1 | 272.1 |  | Ceilings nailed-up not exceeding 1m below roof trusses | m² | 238 |  | 0
2671 | 3043 | 9 | 7 | 273 |  | 273 |  | Cornice, perimeter trims, etc to ceiling
2672 | 3044 | 9 | 7 | 273 |  | 273 |  | Gypsum cornice, 75 x 75mm high
2673 | 3045 | 9 | 7 | 273 | 2 | 273.2 |  | Cornice | m | 164 |  | 0
2675 | 526 | 9 | 8 | 275 |  | 275 |  | SECTION NO. 9 BILL NO. 8
2676 | 527 | 9 | 8 | 275 |  | 275 |  | FLOOR COVERINGS, WALL LININGS, ETC.
2677 | 3047 | 9 | 8 | 275 |  | 275 |  | Fixing
2678 | 3048 | 9 | 8 | 275 |  | 275 |  | Floor coverings, wall linings, etc shall, where applicable, be fixed with adhesive as recommended by the manufacturers of the flooring, linings, etc FLOOR COVERINGS
2679 | 3049 | 9 | 8 | 275 |  | 275 |  | Fully flexible vinyl floor tiles, size 300 x 300 x 2.5mm thick, manufactured in accordance with SANS 786:2000, laid in adhesive spread with a trowel using Leveller when required and rolled with 68kg three section metal roller on completion.
2680 | 3050 | 9 | 8 | 275 | 1 | 275.1 |  | On new screeded floors | m² | 238 |  | 0
2681 | 3051 | 9 | 8 | 275 |  | 275 |  | Fully flexible vinyl floor skirting 2.5mm thick, manufactured in accordance with SANS 786:2000, laid in adhesive spread with a trowel using Leveller when required and rolled with 68kg three section metal roller on completion.
2682 | 3052 | 9 | 8 | 275 | 2 | 275.2 |  | 100mm High skirting | m | 163 |  | 0
2684 | 529 | 9 | 9 | 276 |  | 276 |  | SECTION NO. 9 BILL NO. 9
2685 | 530 | 9 | 9 | 276 |  | 276 |  | IRONMONGERY
2686 | 3055 | 9 | 9 | 276 |  | 276 |  | Proprietary items
2687 | 3056 | 9 | 9 | 276 |  | 276 |  | Where applicable the manufacturers' names or product catalogue titles are given in sub-headings preceding the items Prices are to be based on the specific products/articles specified. If tenderers wish to offer alternative products/articles for certain items, these items are to be clearly marked and the alternative specification given with supporting brochures etc clarifying the features of the products/articles offered On request returnable samples are to be provided to the principal agent for consideration HINGES, BOLTS, ETC
2688 | 3057 | 9 | 9 | 276 |  | 276 |  | Manufactured by Dorma or equally approved
2689 | 3058 | 9 | 9 | 276 |  | 276 |  | Measured per door
2690 | 3059 | 9 | 9 | 276 | 1 | 276.1 |  | Stainless Steel floor mounted door stop, size 24 x 45mm, 2 x UNION two ball bearing butt hinge Stainless Steel finish, 4 x lever lockset with Satin Chrome handle finish including powder coated 4 lever lock with Zinc backplate. | No | 8 |  | 0
2692 | 4549 | 9 | 10 | 277 |  | 277 |  | SECTION NO. 9 BILL NO. 10
2693 | 4548 | 9 | 10 | 277 |  | 277 |  | STRUCTURAL STEELWORK
2694 | 3061 | 9 | 10 | 277 |  | 277 |  | Consideration is to be given in specific applications (e.g. where "heavy" steel structures such as in industrial plants, towers for mine shafts, etc are dominant) to implement the principles laid down by the "Measurement for Structural Steelwork" as prepared and recommended by the South African Institute of Steel Construction or any other appropriate principles This bill is, however, based on the building work measuring system
2695 | 3062 | 9 | 10 | 277 |  | 277 |  | Finishing-off painting is to be included in this trade
2696 | 3063 | 9 | 10 | 277 |  | 277 |  | Descriptions
2697 | 3064 | 9 | 10 | 277 |  | 277 |  | Descriptions of bolts shall be deemed to include nuts and washers
2698 | 3065 | 9 | 10 | 277 |  | 277 |  | Descriptions of L-shaped and U-shaped anchor bolts shall be deemed to include bending, threading, nuts and washers and embedding in concrete
2699 | 3066 | 9 | 10 | 277 |  | 277 |  | Descriptions of expansion anchors and bolts and chemical anchors and bolts shall be deemed to include nuts, washers and mortices in brickwork or concrete
2700 | 3067 | 9 | 10 | 277 |  | 277 |  | STEEL COLUMNS AND BEAMS
2701 | 3068 | 9 | 10 | 277 |  | 277 |  | Welded beams and purlins etc. with flat bearer and connection plates, bolted to steel
2702 | 3069 | 9 | 10 | 277 | 1 | 277.1 |  | 60 x 60mm SHS stanchions | t | 3 |  | 0
2704 | 532 | 9 | 11 | 278 |  | 278 |  | SECTION NO. 9 BILL NO. 11
2705 | 533 | 9 | 11 | 278 |  | 278 |  | METALWORK
2706 | 3072 | 9 | 11 | 278 |  | 278 |  | Descriptions of bolts, anchors, etc
2707 | 3073 | 9 | 11 | 278 |  | 278 |  | Descriptions of bolts shall be deemed to include nuts and washers
2708 | 3074 | 9 | 11 | 278 |  | 278 |  | Descriptions of expansion anchors and bolts and chemical anchors and bolts shall be deemed to include nuts, washers and mortices in brickwork or concrete
2709 | 3075 | 9 | 11 | 278 |  | 278 |  | Items described as "holed for bolt(s)" shall be deemed to exclude the bolts unless otherwise described
2710 | 3076 | 9 | 11 | 278 |  | 278 |  | Items described as "plugged" shall be deemed to include screwing to fibre, plastic or metal plugs at not exceeding 600mm centres
2711 | 3077 | 9 | 11 | 278 |  | 278 |  | Aluminium doors, windows, etc
2712 | 3078 | 9 | 11 | 278 |  | 278 |  | Doors and windows shall comply with AAAMSA design criteria Glazing shall comply with SAGGA regulations. Glass thickness shall comply with SAGGA regulations irrespective of thicknesses shown on the schedules/drawings Doors and windows shall be supplied with protective tape and plastic and shall be removed only once surrounding trades have been completed For purpose made windows and doors, refer to drawings annexed to these bills of quantities
2713 | 3079 | 9 | 11 | 278 |  | 278 |  | The following certificates shall be provided prior to commencement of site work:1 A copy of the relevant AAAMSA Performance Test Certificate from the manufacturer/contractor supplying the architectural aluminium product 2 A Certificate of Conformance confirming that anodising or powder coating has been processed in accordance with SANS 999 and SANS 1796 respectively
2714 | 3080 | 9 | 11 | 279 |  | 279 |  | A powder guarantee of not less than 15 years issued by the powder manufacturer. The specific conditions contained in this guarantee shall form part of the powder coating process 4 A Certificate of Conformance confirming that glazing has been installed in accordance with SANS 0137, ensuring that safety glazing materials have been installed in the mandatory areas and that each individual pane of safety glazing materials has been permanently marked5 A warranty from the manufacturer of the laminated safety glass and/or hermetically sealed glazing units guaranteeing the products against delamination and colour degradation for a period of not less than five years
2715 | 3081 | 9 | 11 | 279 |  | 279 |  | PRESSED STEEL DOOR FRAMES
2716 | 3082 | 9 | 11 | 279 |  | 279 |  | GALVANISED PRESSED STEEL DOOR FRAMES
2717 | 3083 | 9 | 11 | 279 |  | 279 |  | 1,2mm Double rebated frames suitable for one brick walls WITH 1 PAIR OF HINGES
2718 | 3084 | 9 | 11 | 279 | 1 | 279.1 |  | Frame for 813 x 2032 x 40mm door and fixed fanlight 235mm high | No | 8 |  | 0
2719 | 3085 | 9 | 11 | 279 |  | 279 |  | GALVANISED STEEL WINDOWS, DOORS, ETC
2720 | 3087 | 9 | 11 | 279 |  | 279 |  | Standard school windows
2721 | 3088 | 9 | 11 | 279 | 2 | 279.2 |  | Top & side hung standard steel window, finished in Grey oxide primer , size 1 302mm x 1 445mm high, fitted with B1 burglar bars. Window to comply strictly to SABS as well as the AAAMSA standards concerning sections, size and opening section. Joints between window frame and wall opening to be sealed water tight with an approved sealant | No | 35 |  | 0
2723 | 535 | 9 | 12 | 281 |  | 281 |  | SECTION NO. 9 BILL NO. 12
2724 | 536 | 9 | 12 | 281 |  | 281 |  | PLASTERING
2725 | 3090 | 9 | 12 | 281 |  | 281 |  | GRANOLITHIC
2726 | 3091 | 9 | 12 | 281 |  | 281 |  | Method
2727 | 3092 | 9 | 12 | 281 |  | 281 |  | The method to be used shall be either the monolithic method or the bonded method
2728 | 3093 | 9 | 12 | 281 |  | 281 |  | Preparation
2729 | 3094 | 9 | 12 | 281 |  | 281 |  | For granolithic applied monolithically, the concrete floor shall be swept clean after bleeding of the concrete has ceased and the slab has begun to stiffen; any remaining bleed water shall be removed and the granolithic applied immediately thereafter. For granolithic to be bonded to the floor slab after it has hardened, the slab surface shall be hacked (preferably by mechanical means) until all laitance, dirt, oil, etc is dislodged and swept clean of all loose matter. The slab shall then be wetted and kept damp for at least six hours before applying the granolithic
2730 | 3095 | 9 | 12 | 281 |  | 281 |  | Mix
2731 | 3096 | 9 | 12 | 281 |  | 281 |  | Granolithic shall attain a compressive strength of at least 41MPa. The coarse aggregate shall comply with SANS 1083 and shall generally be capable of passing a 10mm mesh sieve. Where the thickness of the granolithic exceeds 25mm, the size of the coarse aggregate shall be increased to the maximum size compatible with the thickness of the granolithic
2732 | 3097 | 9 | 12 | 281 |  | 281 |  | Panels
2733 | 3098 | 9 | 12 | 281 |  | 281 |  | Granolithic shall be laid in panels not exceeding 14m"² for monolithic finishes, not exceeding 9,5m"² for bonded finishes and not exceeding 6m"² for all external granolithic. Wherever possible, panels shall be square but at no time should the length of the panel exceed 1,5 times its width
2734 | 3099 | 9 | 12 | 282 |  | 282 |  | Where possible joints between panels shall be positioned over joints in the floor slab and shall be at least 3mm wide through the full thickness of the finish, separated by strips of wood or fibreboard and finished with V-joints
2735 | 3100 | 9 | 12 | 282 |  | 282 |  | Laying
2736 | 3101 | 9 | 12 | 282 |  | 282 |  | Monolithic granolithic shall be applied to the partially set slab and thoroughly compacted and lightly wood floated to the required levels
2737 | 3102 | 9 | 12 | 282 |  | 282 |  | Bonded granolithic shall be applied to the slab after applying a 1:1 sand-and-cement slurry brushed over the surface and allowed to partially set before applying the granolithic. The granolithic shall be throughly compacted and lightly wood floated to the required levels
2738 | 3103 | 9 | 12 | 282 |  | 282 |  | After wood floating, the monolithic and bonded granolithic shall remain undisturbed until bleeding has ceased and the surface has stiffened. Any remaining bleed water and laitance shall then be removed and the surface steel trowelled or power floated
2739 | 3104 | 9 | 12 | 282 |  | 282 |  | Curing, seasoning and protection
2740 | 3105 | 9 | 12 | 282 |  | 282 |  | Granolithic shall be covered with clean hessian with waterproof building foil over and kept wet for at least seven days after laying
2741 | 3106 | 9 | 12 | 282 |  | 282 |  | SCREEDS
2742 | 3107 | 9 | 12 | 282 |  | 282 |  | Self levelling Screeds on concrete
2743 | 3108 | 9 | 12 | 282 | 1 | 282.1 |  | 30mm Thick self levelling screed on floors and landings | m² | 312 |  | 0
2744 | 3109 | 9 | 12 | 282 |  | 282 |  | INTERNAL PLASTER
2745 | 3110 | 9 | 12 | 282 |  | 282 |  | Plaster mix for rough brick walls, composed of 1 part Surechem 32,5R cement (Code: CEM II 32,5R) and 6 parts sand 10mm - 20mm thick finished with a steel trowel to rough brick walls. Surechem is to be manufactured in accordance with SANS 50197-1
2746 | 3111 | 9 | 12 | 282 | 2 | 282.2 |  | On walls | m² | 438 |  | 0
2748 | 544 | 9 | 13 | 284 |  | 284 |  | SECTION NO. 9 BILL NO. 13
2749 | 3113 | 9 | 13 | 284 |  | 284 |  | GLAZING
2750 | 3114 | 9 | 13 | 284 |  | 284 |  | Float glass
2751 | 3115 | 9 | 13 | 284 |  | 284 |  | The term "float glass" is used for monolithic annealed glass
2752 | 3116 | 9 | 13 | 284 |  | 284 |  | Laminated glass
2753 | 3117 | 9 | 13 | 284 |  | 284 |  | GLAZING TO STEEL WITH PUTTY
2754 | 3118 | 9 | 13 | 284 |  | 284 |  | Windows to be glazed to SANS min. standards - 6.4mm Low-E glass in panes smaller than and 6mm safety glass for all panels lower than 900mm above FFL (Fit obscure glazing in toilets and ablutions). All to comply with National building regulations see also glazing preambles for minimum standards.
2755 | 3119 | 9 | 13 | 284 | 1 | 284.1 |  | Panes exceeding 0,1m"² and not exceeding 0,5m"² | m² | 68 |  | 0
2756 | 3120 | 9 | 13 | 284 |  | 284 |  | TOPS, SHELVES, DOORS, MIRRORS, ETC
2757 | 3121 | 9 | 13 | 284 |  | 284 |  | 4mm Silvered float glass copper backed mirrors with 10mm bevelled and polished edges, fixed with double sided adhesive tape and silicone
2758 | 3122 | 9 | 13 | 284 | 2 | 284.2 |  | 450mm x 600mm High quality mirror complete with bevelled edges | No | 26 |  | 0
2760 | 547 | 9 | 14 | 285 |  | 285 |  | SECTION NO. 9 BILL NO. 14
2761 | 548 | 9 | 14 | 285 |  | 285 |  | PAINTWORK
2762 | 3124 | 9 | 14 | 285 |  | 285 |  | PREPARATORY WORK TO EXISTING WORK
2763 | 3125 | 9 | 14 | 285 |  | 285 |  | Previously painted plastered surfaces
2764 | 3126 | 9 | 14 | 285 |  | 285 |  | Surfaces shall be thoroughly washed down and allowed to dry completely before any paint is applied. Blistered or peeling paint shall be completely removed and cracks shall be opened, filled with a suitable filler and finished smooth
2765 | 3127 | 9 | 14 | 285 |  | 285 |  | Previously painted metal surfaces
2766 | 3128 | 9 | 14 | 285 |  | 285 |  | Surfaces shall be thoroughly rubbed and cleaned down. Blistered or peeling paint shall be completely removed down to bare metal
2767 | 3129 | 9 | 14 | 285 |  | 285 |  | Previously painted wood surfaces
2768 | 3130 | 9 | 14 | 285 |  | 285 |  | Surfaces shall be thoroughly cleaned down. Blistered or peeling paint shall be completely removed and cracks and crevices shall be primed, filled with suitable filler and finished smooth
2769 | 3131 | 9 | 14 | 285 |  | 285 |  | PAINT SPECIFICATIONS
2770 | 3132 | 9 | 14 | 285 |  | 285 |  | All painting shall be done in accordance with "Dulux" specifications unless otherwise described
2771 | 3133 | 9 | 14 | 285 |  | 285 |  | COLOURS
2772 | 6098 | 9 | 14 | 285 |  | 285 |  | Unless otherwise described paintwork on ceilings shall be deemed to be in the "White" colour group and paintwork on all other components shall be deemed to be in the "Pastel" colour group in accordance with the Natural Colour System (NCS) adopted by the SA National Standards
2773 | 3134 | 9 | 14 | 286 |  | 286 |  | PAINTWORK ETC TO NEW WORK
2774 | 3135 | 9 | 14 | 286 |  | 286 |  | ON FLOATED PLASTER
2775 | 3136 | 9 | 14 | 286 |  | 286 |  | Superior quality PVA acrylic paint (colour to be selected) to new interior cement plaster. One coat Primer and with two coats PVA
2776 | 3137 | 9 | 14 | 286 | 1 | 286.1 |  | On internal walls | m² | 438 |  | 0
2777 | 3138 | 9 | 14 | 286 |  | 286 |  | ON PLASTER BOARD
2778 | 3139 | 9 | 14 | 286 |  | 286 |  | Superior quality PVA acrylic paint (colour to be selected) to new gypsum ceilings. One coat Primer and finish with two coats Acrylic PVA
2779 | 3140 | 9 | 14 | 286 | 2 | 286.2 |  | On ceilings | m² | 238 |  | 0
2780 | 3141 | 9 | 14 | 286 | 3 | 286.3 |  | On cornice not exceeding 300mm girth | m | 164 |  | 0
2781 | 3142 | 9 | 14 | 286 |  | 286 |  | ON METAL
2782 | 3143 | 9 | 14 | 286 |  | 286 |  | Contractors Gloss Enamel (colour to be selected) to new exterior galvanised steel. One coat Primer for Steel, undercoat with one coat Universal Undercoat and two coats Contractors Gloss Enamel
2783 | 3144 | 9 | 14 | 286 | 4 | 286.4 |  | On window frames | m² | 51 |  | 0
2784 | 3145 | 9 | 14 | 286 |  | 286 |  | Contractors Gloss Enamel (colour to be selected) to new interior galvanised steel. One coat Primer for Steel, undercoat with one coat Universal Undercoat and two coats Contractors Gloss Enamel
2785 | 3146 | 9 | 14 | 286 | 5 | 286.5 |  | On door frames | m² | 17 |  | 0
2786 | 3147 | 9 | 14 | 286 |  | 286 |  | ON WOOD
2787 | 3148 | 9 | 14 | 286 |  | 286 |  | Contractors Gloss Enamel (colour to be selected) to new exterior galvanised steel. One coat Primer for Steel, undercoat with one coat Universal Undercoat and two coats Contractors Gloss Enamel
2788 | 3149 | 9 | 14 | 286 | 6 | 286.6 |  | On doors | m² | 136 |  | 0
2789 | 3150 | 9 | 14 | 287 |  | 287 |  | Painted with Carbolineum paint as per architects specification
2790 | 3151 | 9 | 14 | 287 | 7 | 287.7 |  | On exposed trusses | m² | 21 |  | 0
2792 | 504 | 9 | 15 | 289 | 1 | 289.1 |  | Earthworks (Provisional) | Page | 255
2793 | 507 | 9 | 15 | 289 | 2 | 289.2 |  | Concrete, Formwork & Reinforcement | Page | 260
2794 | 510 | 9 | 15 | 289 | 3 | 289.3 |  | Masonry | Page | 265
2795 | 513 | 9 | 15 | 289 | 4 | 289.4 |  | Waterproofing | Page | 266
2796 | 516 | 9 | 15 | 289 | 5 | 289.5 |  | Roof coverings, Claddings, etc | Page | 267
2797 | 519 | 9 | 15 | 289 | 6 | 289.6 |  | Carpentry and Joinery | Page | 271
2798 | 522 | 9 | 15 | 289 | 7 | 289.7 |  | Ceilings, Partitions and Access Flooring | Page | 274
2799 | 525 | 9 | 15 | 289 | 8 | 289.8 |  | Floor coverings, Wall Linings, etc | Page | 275
2800 | 528 | 9 | 15 | 289 | 9 | 289.9 |  | Ironmongery | Page | 276
2801 | 4543 | 9 | 15 | 289 | 10 | 289.1 |  | Structural Steelwork | Page | 277
2802 | 531 | 9 | 15 | 289 | 11 | 289.11 |  | Metalwork | Page | 280
2803 | 534 | 9 | 15 | 289 | 12 | 289.12 |  | Plastering | Page | 283
2804 | 543 | 9 | 15 | 289 | 13 | 289.13 |  | Glazing | Page | 284
2805 | 546 | 9 | 15 | 289 | 14 | 289.14 |  | Paintwork | Page | 288
2806 | 343 | 10 | 1 | 290 |  | 290 |  | SECTION NO. 10 BILL NO. 1
2807 | 344 | 10 | 1 | 290 |  | 290 |  | EARTHWORKS (PROVISIONAL)
2808 | 3155 | 10 | 1 | 290 |  | 290 |  | The following are typical examples of descriptions of "nature of ground" Nature of ground
2809 | 3156 | 10 | 1 | 290 |  | 290 |  | The nature of the gro und is assumed to be loose sandy material, therefore "earth", but possibly interspersed with "soft rock" or "hard rock" The nature of the ground is assumed to be gravel, therefore "earth", but possibly interspersed with "soft rock" or "hard rock
2810 | 3157 | 10 | 1 | 290 |  | 290 |  | The nature of the ground is assumed to be silty clay with loose river boulders varying in size up to approximately 450mm diameter, all of which will be deemed as "earth", but possibly interspersed with "hard rock" Trial holes indicate that the nature of the ground is silty clay to a depth of approximately 500mm with fine to medium loose sandy material below, therefore "earth
2811 | 3158 | 10 | 1 | 290 |  | 290 |  | A soils investigation has been carried out on the site by the engineer and the report is annexed to these bills of quantities. The soils report indicates that the ground varies between silty sand, reworked soil of mixed origin and residual shale, all of which will be deemed as "earth". All very hard unweathered shale, ironstone, etc, the removal of which necessitates the use of explosives or heavy duty hydraulic percussion hammers (peckers), will be classified as "hard rock
2812 | 3159 | 10 | 1 | 290 |  | 290 |  | Carting away of excavated material
2813 | 3160 | 10 | 1 | 290 |  | 290 |  | Descriptions of carting away of excavated material shall be deemed to include loading excavated material onto trucks directly from the excavations or, alternatively, from stock piles situated on the building site Filling and layer work materials
2814 | 3161 | 10 | 1 | 291 |  | 291 |  | References such as "G1", "G2", etc and "C1", "C2", etc in descriptions of filling and layer work materials refer to corresponding references in the document "Guidelines for Road Construction Materials. TRH 14 : 1985" compiled by the Committee of State Road Authorities and the properties set out therein for each kind shall be applicable to the respective materials described hereinafter User note
2815 | 3162 | 10 | 1 | 291 |  | 291 |  | When no information regarding density and other tests is available the following preamble in respect of testing may be inserted
2816 | 3163 | 10 | 1 | 291 |  | 291 |  | Testing
2817 | 3164 | 10 | 1 | 291 |  | 291 |  | Prices for filling are to include for all necessary density and other tests SITE CLEARANCE
2818 | 3165 | 10 | 1 | 291 |  | 291 |  | Site clearance
2819 | 3166 | 10 | 1 | 291 | 1 | 291.1 |  | Digging up and removing rubbish, debris, vegetation, hedges, shrubs, bush, etc and trees not exceeding 200mm girth | m² | 582 |  | 0
2820 | 3167 | 10 | 1 | 291 |  | 291 |  | EXCAVATION, FILLING, ETC
2821 | 3168 | 10 | 1 | 291 |  | 291 |  | Excavation in earth not exceeding 2m deep
2822 | 3169 | 10 | 1 | 291 | 2 | 291.2 |  | Trenches and holes | m³ | 155 |  | 0
2823 | 3170 | 10 | 1 | 291 |  | 291 |  | Extra over trench and hole excavations in earth for breaking up and removing
2824 | 3171 | 10 | 1 | 291 | 3 | 291.3 |  | Soft rock | m³ | 8 |  | 0
2825 | 3172 | 10 | 1 | 291 | 4 | 291.4 |  | Hard rock | m³ | 2 |  | 0
2826 | 3173 | 10 | 1 | 291 |  | 291 |  | Extra over bulk excavations in earth for breaking up and removing
2827 | 3174 | 10 | 1 | 291 | 5 | 291.5 |  | Brickwork | m³ | 1 |  | 0
2828 | 3175 | 10 | 1 | 291 | 6 | 291.6 |  | Unreinforced concrete | m³ | 1 |  | 0
2829 | 3176 | 10 | 1 | 291 | 7 | 291.7 |  | Reinforced concrete | m³ | 1 |  | 0
2830 | 3177 | 10 | 1 | 292 |  | 292 |  | Extra over all excavations for carting away
2831 | 3178 | 10 | 1 | 292 | 8 | 292.8 |  | Surplus material from excavations and/or stock piles on site, to a dumping site to be located by the contractor | m³ | 50 |  | 0
2832 | 3179 | 10 | 1 | 292 |  | 292 |  | Compaction of ground surfaces
2833 | 3180 | 10 | 1 | 292 | 9 | 292.9 |  | Compaction of natural or excavated ground surface under floors etc, including scarifying for a depth of 150mm, breaking down oversize material, adding suitable material where necessary and compacting to 95% Mod AASHTO density LAYER WORK | m² | 582 |  | 0
2834 | 3181 | 10 | 1 | 292 |  | 292 |  | Keeping excavations free of water
2835 | 3182 | 10 | 1 | 292 | 10 | 292.1 |  | Keeping excavations free of water other than subterranean water | Item | 1 |  | 0
2836 | 3183 | 10 | 1 | 292 |  | 292 |  | FILLING ETC
2837 | 3184 | 10 | 1 | 292 |  | 292 |  | Earth filling obtained from the excavations, including haulage approximately 150m from perimeter of excavations (not compacted)
2838 | 3185 | 10 | 1 | 292 | 11 | 292.11 |  | In prescribed stock piles on site to trenches and holes | m³ | 106 |  | 0
2839 | 3186 | 10 | 1 | 292 |  | 292 |  | Filling of natural gravel material G7 supplied by the contractor, compacted to 95% Mod AASHTO density
2840 | 3187 | 10 | 1 | 292 | 12 | 292.12 |  | Under floors, steps, pavings, etc | m³ | 88 |  | 0
2841 | 3188 | 10 | 1 | 292 |  | 292 |  | Prescribed tests to determine degree of compaction or other properties of ground or filling
2842 | 3189 | 10 | 1 | 292 | 13 | 292.13 |  | Modified AASHTO Density test | No | 5 |  | 0
2843 | 3190 | 10 | 1 | 292 | 14 | 292.14 |  | Field Density test including "Optimum Moisture Content" test (four readings per test) | No | 2 |  | 0
2845 | 346 | 10 | 2 | 294 |  | 294 |  | SECTION NO. 10 BILL NO. 2
2846 | 347 | 10 | 2 | 294 |  | 294 |  | CONCRETE, FORMWORK AND REINFORCEMENT
2847 | 3193 | 10 | 2 | 294 |  | 294 |  | Cost of tests
2848 | 3194 | 10 | 2 | 294 |  | 294 |  | The costs of making, storing and testing of concrete test cubes as required under clause 7 "Tests" of SABS 1200 G shall include the cost of providing cube moulds necessary for the purpose, for testing costs and for submitting reports on the tests for approval. The testing shall be undertaken by an approved independent firm or institution nominated by the contractor (test cubes are measured separately)
2849 | 3195 | 10 | 2 | 294 |  | 294 |  | Breeze concrete
2850 | 3196 | 10 | 2 | 294 |  | 294 |  | Breeze concrete shall consist of twelve parts clean dry furnace ash, free from coal or other foreign matter, to one part cement (1:12); the ash graded up to particles which will pass a 16,5mm ring from a minimum which fails to pass a 4,75mm mesh. The finer materials from the screening are to be first mixed with the cement into a mortar and the ash added afterwards and thoroughly incorporated
2851 | 3197 | 10 | 2 | 294 |  | 294 |  | Lightweight concrete
2852 | 3198 | 10 | 2 | 294 |  | 294 |  | Lightweight concrete shall have a density of 600kg/m3 for the top 50mm and 400kg/m3 for the remaining thickness. The minimum thickness at outlets, channels, etc shall be 50mm
2853 | 3199 | 10 | 2 | 294 |  | 294 |  | Formwork
2854 | 3200 | 10 | 2 | 294 |  | 294 |  | Descriptions of formwork shall be deemed to include use and waste only (except where described as "left in" or "permanent"), for fitting together in the required forms, wedging, plumbing and fixing to true angles and surfaces as necessary to ensure easy release during stripping and for reconditioning as necessary before re-use
2855 | 3201 | 10 | 2 | 295 |  | 295 |  | The vertical strutting shall be carried down to such construction as is sufficiently strong to afford the required support without damage and shall remain in position until the newly constructed work is able to support itself Formwork to soffits of solid slabs etc shall be deemed to be to slabs not exceeding 250mm thick unless otherwise described
2856 | 3202 | 10 | 2 | 295 |  | 295 |  | Formwork to soffits of slabs, beams, etc shall be deemed to be propped up exceeding 1,5m and not exceeding 3,5m high unless otherwise described Formwork to sides of bases, pile caps, ground beams, etc will only be measured where it is prescribed by the engineer for design reasons. Formwork necessitated by irregularity or collapse of excavated faces will not be measured and the cost thereof shall be deemed to be included in the allowance for taking the risk of collapse of the sides of the excavations, provision for which is made in "Earthworks
2857 | 3203 | 10 | 2 | 295 |  | 295 |  | UNREINFORCED CONCRETE CAST AGAINST EXCAVATED SURFACES
2858 | 6125 | 10 | 2 | 295 |  | 295 |  | 15MPa/19mm concrete
2859 | 3207 | 10 | 2 | 295 | 1 | 295.1 |  | Surface blinding under footings and bases | m³ | 12 |  | 0
2860 | 6126 | 10 | 2 | 295 |  | 295 |  | REINFORCED CONCRETE CAST AGAINST EXCAVATED SURFACES
2861 | 3204 | 10 | 2 | 295 |  | 295 |  | 25MPa/19mm concrete
2862 | 3205 | 10 | 2 | 295 | 2 | 295.2 |  | Bases | m³ | 4 |  | 0
2863 | 3208 | 10 | 2 | 295 | 3 | 295.3 |  | Strip footings | m³ | 26 |  | 0
2864 | 3209 | 10 | 2 | 295 |  | 295 |  | REINFORCED CONCRETE CAST IN FORMWORK
2865 | 3210 | 10 | 2 | 295 |  | 295 |  | 25MPa/19mm concrete
2866 | 3211 | 10 | 2 | 295 | 4 | 295.4 |  | Surface beds on waterproofing (including thickenings) | m³ | 52 |  | 0
2867 | 3212 | 10 | 2 | 295 | 5 | 295.5 |  | Ramps | m³ | 5 |  | 0
2868 | 3213 | 10 | 2 | 295 | 6 | 295.6 |  | Ring Beams or Isolated beams | m³ | 3 |  | 0
2869 | 3214 | 10 | 2 | 296 | 7 | 296.7 |  | Stairs including landings, beams and inverted beams | m³ | 4 |  | 0
2870 | 3215 | 10 | 2 | 296 |  | 296 |  | TEST CUBES
2871 | 3216 | 10 | 2 | 296 | 8 | 296.8 |  | Making and testing 150 x 150 x 150mm concrete strength test cube (Provisional) | No | 16 |  | 0
2872 | 3217 | 10 | 2 | 296 |  | 296 |  | Finishing top surfaces of concrete smooth with a steel trowel
2873 | 3218 | 10 | 2 | 296 | 9 | 296.9 |  | Surface beds, slabs, etc to falls | m² | 410 |  | 0
2874 | 3219 | 10 | 2 | 296 |  | 296 |  | Finishing top surfaces of concrete smooth with a wood float
2875 | 3220 | 10 | 2 | 296 | 10 | 296.1 |  | Surface beds, slabs, etc to falls and currents | m² | 144 |  | 0
2876 | 3221 | 10 | 2 | 296 |  | 296 |  | 20 MPa non-shrink grout
2877 | 3222 | 10 | 2 | 296 | 11 | 296.11 |  | Bedding approximately 100mm thick under 50 x 50mm base plate | No | 17 |  | 0
2878 | 3223 | 10 | 2 | 296 |  | 296 |  | ROUGH FORMWORK (DEGREE OF ACCURACY II)
2879 | 3224 | 10 | 2 | 296 |  | 296 |  | Rough formwork to sides
2880 | 3225 | 10 | 2 | 296 | 12 | 296.12 |  | Edges, risers, ends and reveals not exceeding 300mm high or wide | m | 283 |  | 0
2881 | 3226 | 10 | 2 | 296 |  | 296 |  | SMOOTH FORMWORK (DEGREE OF ACCURACY II)
2882 | 3227 | 10 | 2 | 296 |  | 296 |  | Smooth formwork to sides and soffits
2883 | 3228 | 10 | 2 | 296 | 13 | 296.13 |  | Beams propped up exceeding 1.5m and not exceeding 3m high including section propped on sloping surfaces | m² | 36 |  | 0
2884 | 3229 | 10 | 2 | 296 |  | 296 |  | MOVEMENT JOINTS ETC
2885 | 3230 | 10 | 2 | 296 |  | 296 |  | Expansion joints with 10mm softboard and sealant between vertical concrete and brick surfaces
2886 | 3231 | 10 | 2 | 296 | 14 | 296.14 |  | Not exceeding 300mm high to edges of surface beds | m | 283 |  | 0
2887 | 3232 | 10 | 2 | 297 | 15 | 297.15 |  | Expansion joints with between vertical concrete surfaces, including necessary formwork 3x35mm Saw-cut joints in top of concrete including 8xream and 10mm backing cord with 8 x 13mm sealant (exposed slabs) | m | 36 |  | 0
2888 | 3233 | 10 | 2 | 297 | 16 | 297.16 |  | 3 x 40mm Saw-cut joints in top of concrete | m | 103 |  | 0
2889 | 3234 | 10 | 2 | 297 |  | 297 |  | Horizontal construction joints through concrete including thick cement slurry to one face
2890 | 3235 | 10 | 2 | 297 | 17 | 297.17 |  | Surface beds not exceeding 300mmm thick as per engineers details | m | 226 |  | 0
2891 | 3236 | 10 | 2 | 297 |  | 297 |  | REINFORCEMENT
2892 | 3237 | 10 | 2 | 297 |  | 297 |  | Mild steel reinforcement to structural concrete work
2893 | 3238 | 10 | 2 | 297 | 18 | 297.18 |  | Y10mm Diameter bars | t | 1 |  | 0
2894 | 3239 | 10 | 2 | 297 | 19 | 297.19 |  | Y8mm Diameter bars | t | 1 |  | 0
2895 | 3240 | 10 | 2 | 297 |  | 297 |  | Fabric reinforcement
2896 | 3241 | 10 | 2 | 297 | 20 | 297.2 |  | Type 193 fabric reinforcement in concrete surface beds etc | m² | 582 |  | 0
2898 | 349 | 10 | 3 | 299 |  | 299 |  | SECTION NO. 10 BILL NO. 3
2899 | 350 | 10 | 3 | 299 |  | 299 |  | MASONRY
2900 | 3244 | 10 | 3 | 299 |  | 299 |  | BRICKWORK
2901 | 3245 | 10 | 3 | 299 |  | 299 |  | Sizes in descriptions
2902 | 3246 | 10 | 3 | 299 |  | 299 |  | Where sizes in descriptions are given in brick units, "one brick" shall represent the length and "half brick" the width of a brick
2903 | 3247 | 10 | 3 | 299 |  | 299 |  | Walls in two skins described as "bagged and sealed" shall be deemed to include having the outer face of the inner skin bagged with 1:6 cement and sand mixture and sealed with two coats bitumen emulsion waterproofing coating
2904 | 3248 | 10 | 3 | 299 |  | 299 |  | Face bricks
2905 | 3249 | 10 | 3 | 299 |  | 299 |  | Bricks shall be ordered timeously to obtain uniformity in size and colour Pointing
2906 | 3250 | 10 | 3 | 299 |  | 299 |  | Descriptions of recessed pointing to fair face brickwork and face brickwork shall be deemed to include square recessed, hollow recessed, weathered pointing, etc
2907 | 3251 | 10 | 3 | 299 |  | 299 |  | BLOCKWORK
2908 | 3252 | 10 | 3 | 299 |  | 299 |  | Concrete masonry units
2909 | 3253 | 10 | 3 | 299 |  | 299 |  | Blocks are to be either solid or hollow modular dense concrete masonry units having a compressive strength of 7MPa
2910 | 3254 | 10 | 3 | 300 |  | 300 |  | Wall ties for blockwork
2911 | 3255 | 10 | 3 | 300 |  | 300 |  | Wall ties shall be polypropylene ties complying with BS 76377. Ties for hollow walls shall be of sufficient length to allow not less than 75mm of each end to be built into the blockwork. Ties are to be spaced at intervals of not more than 1m in the horizontal direction and not more than 400mm staggered in the vertical direction except at openings, vertical joints or ends of walls where they are to be placed vertically above each other Blockwork
2912 | 3256 | 10 | 3 | 300 |  | 300 |  | Blockwork shall comply with SANS 10145 "Concrete Masonry Construction" Surfaces to be plastered shall have joints raked out to a depth of at least 10mm to provide a key. Cavities of hollow walls shall be kept free of mortar droppings or other undesirable matter. Every second perpend of the bottom course of the external skin of hollow walls shall be left open as a weep hole Standard complementary blocks
2913 | 3257 | 10 | 3 | 300 |  | 300 |  | Descriptions of blockwork shall be deemed to include standard complementary blocks such as corner, three-quarter, half and quarter blocks required in the construction of corners, reveals, jambs, ends, etc to solid and hollow walls and for bonding as necessary
2914 | 3258 | 10 | 3 | 300 |  | 300 |  | DECORATIVE BLOCKS
2915 | 3259 | 10 | 3 | 300 |  | 300 |  | Blocks shall be of approved manufacture, sound, well burnt or cured and uniform and true in size, shape and colour
2916 | 3260 | 10 | 3 | 300 |  | 300 |  | BRICKWORK
2917 | 6144 | 10 | 3 | 300 |  | 300 |  | Description of brickwork is measured inclusive of all reinforcement, mortar, ties, mortar fillet and closing of cavities and rates should be inclusive of such
2918 | 3261 | 10 | 3 | 300 |  | 300 |  | FOUNDATIONS (PROVISIONAL)
2919 | 3262 | 10 | 3 | 300 | 1 | 300.1 |  | 300mm Hollow walls of two half brick skins | m² | 158 |  | 0
2920 | 3263 | 10 | 3 | 300 | 2 | 300.2 |  | 330 x 330mm Brick square brick piers in foundations at 680mm high | No | 17 |  | 0
2921 | 3264 | 10 | 3 | 301 |  | 301 |  | SUPERSTRUCTURE
2922 | 3265 | 10 | 3 | 301 |  | 301 |  | Brickwork of NFP bricks in class II mortar in load bearing walls
2923 | 3266 | 10 | 3 | 301 | 3 | 301.3 |  | Half brick walls | m² | 246 |  | 0
2924 | 3267 | 10 | 3 | 301 | 4 | 301.4 |  | Half brick walls in beamfilling | m² | 18 |  | 0
2925 | 3268 | 10 | 3 | 301 | 5 | 301.5 |  | One brick walls | m² | 544 |  | 0
2926 | 3269 | 10 | 3 | 301 | 6 | 301.6 |  | 330 x 330mm Brick square brick piers in height 3.34m | No | 17 |  | 0
2927 | 3270 | 10 | 3 | 301 |  | 301 |  | Steel bar reinforcement
2928 | 3271 | 10 | 3 | 301 | 7 | 301.7 |  | 8mm Diameter mild steel bars built in horizontally | t | 1 |  | 0
2929 | 3272 | 10 | 3 | 301 | 8 | 301.8 |  | 8mm Diameter high tensile steel bars built in horizontally | t | 1 |  | 0
2930 | 3273 | 10 | 3 | 301 |  | 301 |  | Prestressed fabricated concrete lintels including necessary temporary supports
2931 | 3274 | 10 | 3 | 301 | 9 | 301.9 |  | 75 x 110mm Lintels in lengths not exceeding 3m | m | 10 |  | 0
2932 | 3275 | 10 | 3 | 301 | 10 | 301.1 |  | 75 x 220mm Lintels in lengths exceeding 3m and not exceeding 4,5m | m | 10 |  | 0
2933 | 3276 | 10 | 3 | 301 | 11 | 301.11 |  | 220 x 110mm Lintels in lengths exceeding 4,5m and not exceeding 6m | m | 10 |  | 0
2934 | 3277 | 10 | 3 | 301 |  | 301 |  | Turning pieces to lintels etc
2935 | 3278 | 10 | 3 | 301 | 12 | 301.12 |  | 220mm Wide turning pieces | m | 45 |  | 0
2936 | 3279 | 10 | 3 | 301 |  | 301 |  | Air bricks etc
2937 | 3280 | 10 | 3 | 301 | 13 | 301.13 |  | 229 x 152mm Terracotta vermin proof air brick | No | 4 |  | 0
2938 | 3281 | 10 | 3 | 301 |  | 301 |  | FACE BRICKWORK
2939 | 3282 | 10 | 3 | 301 |  | 301 |  | Sapphire Imperial FBS clay face brick, jointed in Class II mortar and pointed with flush vertical and flush horizontal joints
2940 | 3283 | 10 | 3 | 301 | 14 | 301.14 |  | Extra over brickwork for face brickwork for one side of one brick wall | m² | 441 |  | 0
2941 | 3284 | 10 | 3 | 302 | 15 | 302.15 |  | Extra over brickwork for face brickwork for one side of one brick wall internally up to 900mm high above FFL | m² | 147 |  | 0
2942 | 3285 | 10 | 3 | 302 | 16 | 302.16 |  | Extra over brickwork for facebrickwork for 330mm x 330mm brick column @ 3.34m high | No | 17 |  | 0
2943 | 3286 | 10 | 3 | 302 | 17 | 302.17 |  | Extra over face brickwork both sides of one brick wall | m² | 40 |  | 0
2944 | 3287 | 10 | 3 | 302 |  | 302 |  | Brick-on-edge header course copings, sills, lintels, etc of "Sapphire Imperial FBS Clay" face bricks, pointed with flush recessed joints on all exposed faces
2945 | 3288 | 10 | 3 | 302 | 18 | 302.18 |  | 220mm Copings on top of one brick walls | m | 45 |  | 0
2946 | 3289 | 10 | 3 | 302 | 19 | 302.19 |  | Facebrick lintels | m | 10 |  | 0
2947 | 3290 | 10 | 3 | 302 |  | 302 |  | WINDOW SILLS
2948 | 3291 | 10 | 3 | 302 |  | 302 |  | Facebrick to as per above spec
2949 | 3292 | 10 | 3 | 302 | 20 | 302.2 |  | 110mm Face Brick window sills flat and slightly projecting | m | 235 |  | 0
2951 | 352 | 10 | 4 | 304 |  | 304 |  | SECTION NO. 10 BILL NO. 4
2952 | 353 | 10 | 4 | 304 |  | 304 |  | WATERPROOFING
2953 | 3295 | 10 | 4 | 304 |  | 304 |  | Waterproofing
2954 | 3296 | 10 | 4 | 304 |  | 304 |  | Waterproofing of roofs, basements, etc shall be laid under a ten year guarantee. Waterproofing to roofs shall be laid to even falls to outlets etc with necessary ridges, hips and valleys. Descriptions of sheet or membrane waterproofing shall be deemed to include additional labour to turn-ups and turn-downs
2955 | 3297 | 10 | 4 | 304 |  | 304 |  | DAMPPROOFING OF WALLS AND FLOORS
2956 | 3298 | 10 | 4 | 304 |  | 304 |  | One layer 375 micron embossed polyethylene dampproof course (SANS 952-1985 type B)
2957 | 3299 | 10 | 4 | 304 | 1 | 304.1 |  | In walls | m² | 36 |  | 0
2958 | 3300 | 10 | 4 | 304 |  | 304 |  | One layer 250 micron green polyethylene waterproof sheeting SANS 952-1985 type C sealed at laps with PVC self-adhesive tape
2959 | 3301 | 10 | 4 | 304 | 2 | 304.2 |  | Under surface beds | m² | 554 |  | 0
2960 | 3302 | 10 | 4 | 304 | 3 | 304.3 |  | Vertically between walls | m² | 10 |  | 0
2961 | 3303 | 10 | 4 | 304 |  | 304 |  | Mastic or silicone sealing compound including backing cord, bond breaker, primer, etc
2962 | 3304 | 10 | 4 | 304 | 4 | 304.4 |  | 6 x 10mm In saw cut joints in floors | m | 326 |  | 0
2964 | 355 | 10 | 5 | 305 |  | 305 |  | SECTION NO. 10 BILL NO. 5
2965 | 356 | 10 | 5 | 305 |  | 305 |  | ROOF COVERINGS, CLADDINGS, ETC.
2966 | 3307 | 10 | 5 | 305 |  | 305 |  | Where battens for roof coverings form part of the plate nailed timber roof truss design it shall be included under the roof construction in the "Carpentry and Joinery" trade and not under this trade
2967 | 3308 | 10 | 5 | 305 |  | 305 |  | PROFILED METAL SHEETING AND ACCESSORIES
2968 | 3309 | 10 | 5 | 305 |  | 305 |  | 0.6mm Colomate finished galvanised metal IBR roof Sheeting @ 15 degrees pitch laid on insulation fixed to timber purlins and trusses
2969 | 3310 | 10 | 5 | 305 | 1 | 305.1 |  | Roof covering with pitches not exceeding 25 degrees | m² | 575 |  | 0
2970 | 3311 | 10 | 5 | 305 | 2 | 305.2 |  | Side cladding not exceeding 250mm | m² | 23 |  | 0
2971 | 3312 | 10 | 5 | 305 | 3 | 305.3 |  | Ridge or Valley flashing | m | 74 |  | 0
2972 | 3313 | 10 | 5 | 305 | 4 | 305.4 |  | Ridge Closer | m | 74 |  | 0
2973 | 3314 | 10 | 5 | 305 |  | 305 |  | ROOF AND WALL INSULATION
2974 | 3315 | 10 | 5 | 305 |  | 305 |  | Multi-layered reinforced double-sided aluminium foil sheeting in accordance with SANS 1381-4 with a mass of not less than 293g/m×"½ and a Class I fire rating in accordance with SANS 0177-3
2975 | 3316 | 10 | 5 | 305 | 5 | 305.5 |  | 135mm Lightweight non combustible fibre glass Insulation blanket laid taut over purlins at approximately 750mm centres and fixed concurrent with roof covering with stapled longitudinal flap joints, including fixing at top and bottom edges to purlins with and including hoop iron straps | m² | 407 |  | 0
2977 | 358 | 10 | 6 | 306 |  | 306 |  | SECTION NO. 10 BILL NO. 6
2978 | 359 | 10 | 6 | 306 |  | 306 |  | CARPENTRY & JOINERY
2979 | 3319 | 10 | 6 | 306 |  | 306 |  | Fixing
2980 | 3320 | 10 | 6 | 306 |  | 306 |  | Items described as "nailed" shall be deemed to be fixed with hardened steel nails or pins, or to be shot-pinned, to brickwork or concrete
2981 | 3321 | 10 | 6 | 306 |  | 306 |  | Items described as "plugged" shall be deemed to include screwing to fibre, plastic or metal plugs at not exceeding 500mm centres, and where described as "bolted", the bolts have been given elsewhere
2982 | 3322 | 10 | 6 | 306 |  | 306 |  | Decorative thermosetting plastic laminate covering
2983 | 3323 | 10 | 6 | 306 |  | 306 |  | Laminate covering shall be glued under pressure and edge strips of same shall be butt jointed at junctions with adjacent similar finish
2984 | 3324 | 10 | 6 | 306 |  | 306 |  | SUPPLEMENTARY PREAMBLES
2985 | 3325 | 10 | 6 | 306 |  | 306 |  | Trusses are at maximum 750mm centres
2986 | 3326 | 10 | 6 | 306 |  | 306 |  | 0.6mm Colomate finished galvanised metal IBR roof Sheeting @ 15 degrees pitch laid on insulation fixed to timber purlins and trussesRoof covering is type on purlins
2987 | 3327 | 10 | 6 | 306 |  | 306 |  | Ceiling is 6mm sheeting edge flush plastered on 38 x 38mm brandering
2988 | 3328 | 10 | 6 | 306 |  | 306 |  | References given in descriptions refer to the respective types of trusses detailed on the architect's/engineer's drawings numbered C100 RevA annexed to these bills of quantities accompanying these bills of quantities for tender purposes Dimensions in descriptions of trusses are nominal and actual measurements are to be obtained from the architect/engineer and/or taken on site before design or fabrication commences
2989 | 3329 | 10 | 6 | 307 |  | 307 |  | Sawn softwood grade S5/S7
2990 | 6138 | 10 | 6 | 307 | 1 | 307.1 |  | Roof construction to double pitched roof with two hipped ends, 554m2 overall on plan x 1.893mm high overall, including trusses, jack rafters, permanent bracing and 76 x 50mm battens at 750mm 38 x 38mm purlins centres for roof covering (wall plates elsewhere) complete and signed of by engineer | No | 1 |  | 0
2991 | 3331 | 10 | 6 | 307 | 2 | 307.2 |  | Wall plates | m | 139 |  | 0
2992 | 3332 | 10 | 6 | 307 |  | 307 |  | SKIRTINGS
2993 | 3333 | 10 | 6 | 307 |  | 307 |  | Timber Skirting, size 18 x 100mm plugged and screwed to wall surface.
2994 | 3334 | 10 | 6 | 307 | 3 | 307.3 |  | 18mm x 100mm High skirtings | m | 196 |  | 0
2995 | 3335 | 10 | 6 | 307 |  | 307 |  | EAVES, VERGES, ETC
2996 | 3336 | 10 | 6 | 307 |  | 307 |  | Sawn softwood
2997 | 3337 | 10 | 6 | 307 | 4 | 307.4 |  | 78 x 78mm Branders | m | 2661 |  | 0
2998 | 3338 | 10 | 6 | 307 | 5 | 307.5 |  | 250 x 20mm Fascias | m | 91 |  | 0
2999 | 3339 | 10 | 6 | 307 |  | 307 |  | TIMBER DOORS, WINDOWS, ETC
3000 | 3340 | 10 | 6 | 307 |  | 307 |  | Fire doors
3001 | 3341 | 10 | 6 | 307 |  | 307 |  | Fire doors are to be in accordance with SANS 1253
3002 | 3342 | 10 | 6 | 307 |  | 307 |  | DOORS ETC
3003 | 3343 | 10 | 6 | 307 | 6 | 307.6 |  | 813 X 2032 X 40mm Solid core flush masonite panel door | No | 20 |  | 0
3004 | 3344 | 10 | 6 | 307 | 7 | 307.7 |  | 762 X 2032 X 40mm Solid core flush masonite panel door | No | 8 |  | 0
3005 | 3345 | 10 | 6 | 307 | 8 | 307.8 |  | 1025 X 2032 X 40mm Solid core flush masonite panel door | No | 8 |  | 0
3006 | 3346 | 10 | 6 | 307 | 9 | 307.9 |  | 900 X 2032 X 40mm Solid core flush masonite panel door | No | 4 |  | 0
3007 | 3347 | 10 | 6 | 308 |  | 308 |  | Wrought Meranti or similar
3008 | 3348 | 10 | 6 | 308 | 10 | 308.1 |  | Standard 20mm Pinning or notice board 1500 x 1500mm high glued to backboard fixed with timber 38 x 38mm Grounds, glued too plastered walls | No | 4 |  | 0
3009 | 3349 | 10 | 6 | 308 |  | 308 |  | White boards
3010 | 3350 | 10 | 6 | 308 | 11 | 308.11 |  | Classroom white boards not exceeding 8m2 with 38 x38mm Grounds, fixed to plastered walls | No | 4 |  | 0
3011 | 3351 | 10 | 6 | 308 |  | 308 |  | CUPBOARDS AND COUNTER TOP JOINERY TO KITCHENS, BEDROOMS, TOPS ETC
3012 | 3352 | 10 | 6 | 308 |  | 308 |  | Cupboards and shelving etc. Refer to Sediko - Sheet - DBSA-JBT-S1-ARCH-DWG107_Grade R_Plans
3013 | 3353 | 10 | 6 | 308 | 12 | 308.12 |  | Bult in cupboard as per architectural details | No | 4 |  | 0
3014 | 3354 | 10 | 6 | 308 | 13 | 308.13 |  | 3-46-00 Stat cupboard : 4 adjustable shelves & lock doors Drawer as per architects details complete | No | 4 |  | 0
3015 | 3355 | 10 | 6 | 308 | 14 | 308.14 |  | Specialised bag shelving of various sizes as per architectural details | No | 8 |  | 0
3016 | 3356 | 10 | 6 | 308 |  | 308 |  | Counter Tops Refer to Sediko - Sheet - DBSA-JBT-S1-ARCH-DWG107_Grade R_Plans
3017 | 3357 | 10 | 6 | 308 | 15 | 308.15 |  | Counter Top to underside of window (W19) as per architecture details | No | 4 |  | 0
3019 | 361 | 10 | 7 | 310 |  | 310 |  | SECTION NO. 10 BILL NO. 7
3020 | 362 | 10 | 7 | 310 |  | 310 |  | CEILINGS, PARTITIONS AND ACCESS FLOORING
3021 | 3359 | 10 | 7 | 310 |  | 310 |  | Fixing
3022 | 3360 | 10 | 7 | 310 |  | 310 |  | Items described as "nailed" shall be deemed to be fixed with hardened steel nails or pins, or to be shot-pinned, to brickwork or concrete
3023 | 3361 | 10 | 7 | 310 |  | 310 |  | Items described as "plugged" shall be deemed to include screwing to fibre, plastic or metal plugs at not exceeding 500mm centres, and where described as "bolted", the bolts have been given elsewhere
3024 | 3362 | 10 | 7 | 310 |  | 310 |  | Ceilings
3025 | 3363 | 10 | 7 | 310 |  | 310 |  | Unless otherwise described ceilings shall be deemed to be horizontal
3026 | 3364 | 10 | 7 | 310 |  | 310 |  | Bulkheads
3027 | 3365 | 10 | 7 | 310 |  | 310 |  | Unless otherwise described bulkheads shall be deemed to be horizontal along the length
3028 | 3366 | 10 | 7 | 310 |  | 310 |  | Steel components
3029 | 3367 | 10 | 7 | 310 |  | 310 |  | All steel components for ceilings, partitions, etc are to be galvanised in accordance with SANS 121
3030 | 3368 | 10 | 7 | 310 |  | 310 |  | NAILED-UP CEILINGS
3031 | 3369 | 10 | 7 | 310 |  | 310 |  | Installation of RhinoBoard 6.4mm including 38 x 38mm SA Pine brandering at 400mm centres in one direction, ceiling screws at 150mm c/c to timber at max 400mm c/c to tie beam. Including concealed grid with staggered joints, M strips and spot screw heards. Plus Isover 115mm thick Aerolite thermal ceiling insulation
3032 | 3370 | 10 | 7 | 310 | 1 | 310.1 |  | Ceilings nailed-up not exceeding 1m below roof trusses | m² | 368 |  | 0
3033 | 3371 | 10 | 7 | 311 |  | 311 |  | Installation of RhinoBoard 6.4mm including 38 x 38mm SA Pine brandering at 400mm centres in one direction, ceiling screws at 150mm c/c to timber at max 400mm c/c to tie beam. Including concealed grid with staggered joints, M strips and spot screw heards. Plus Isover 115mm thick Aerolite thermal ceiling insulation. Timber brandering shall be suitably fixed to the tie beam/joist.
3034 | 3372 | 10 | 7 | 311 | 2 | 311.2 |  | External nailed-up ceiling | m² | 109 |  | 0
3035 | 3373 | 10 | 7 | 311 |  | 311 |  | Cornice, perimeter trims, etc to ceiling
3036 | 3374 | 10 | 7 | 311 |  | 311 |  | Gypsum cornice, 75 x 75mm high
3037 | 3375 | 10 | 7 | 311 | 3 | 311.3 |  | Cornice | m | 354 |  | 0
3039 | 364 | 10 | 8 | 313 |  | 313 |  | SECTION NO. 10 BILL NO. 8
3040 | 365 | 10 | 8 | 313 |  | 313 |  | FLOOR COVERINGS, WALL LININGS, ETC.
3041 | 3377 | 10 | 8 | 313 |  | 313 |  | Fixing
3042 | 3378 | 10 | 8 | 313 |  | 313 |  | Floor coverings, wall linings, etc shall, where applicable, be fixed with adhesive as recommended by the manufacturers of the flooring, linings, etc FLOOR COVERINGS
3043 | 3379 | 10 | 8 | 313 |  | 313 |  | Fully flexible vinyl floor tiles, size 300 x 300 x 2.5mm thick, manufactured in accordance with SANS 786:2000, laid in adhesive spread with a trowel using Leveller when required and rolled with 68kg three section metal roller on completion.
3044 | 3380 | 10 | 8 | 313 | 1 | 313.1 |  | On new screeded floors | m² | 368 |  | 0
3045 | 3381 | 10 | 8 | 313 |  | 313 |  | Fully flexible vinyl floor skirting 2.5mm thick, manufactured in accordance with SANS 786:2000, laid in adhesive spread with a trowel using Leveller when required and rolled with 68kg three section metal roller on completion.
3046 | 3382 | 10 | 8 | 313 | 2 | 313.2 |  | 100mm High skirting | m | 159 |  | 0
3048 | 367 | 10 | 9 | 314 |  | 314 |  | SECTION NO. 10 BILL NO. 9
3049 | 368 | 10 | 9 | 314 |  | 314 |  | IRONMONGERY
3050 | 3385 | 10 | 9 | 314 |  | 314 |  | Proprietary items
3051 | 3386 | 10 | 9 | 314 |  | 314 |  | Where applicable the manufacturers' names or product catalogue titles are given in sub-headings preceding the items Prices are to be based on the specific products/articles specified. If tenderers wish to offer alternative products/articles for certain items, these items are to be clearly marked and the alternative specification given with supporting brochures etc clarifying the features of the products/articles offered On request returnable samples are to be provided to the principal agent for consideration
3052 | 6109 | 10 | 9 | 314 |  | 314 |  | HINGES, BOLTS, ETC
3053 | 3387 | 10 | 9 | 314 |  | 314 |  | Manufactured by Dorma
3054 | 3388 | 10 | 9 | 314 |  | 314 |  | Measured per door
3055 | 3389 | 10 | 9 | 314 | 1 | 314.1 |  | Stainless Steel floor mounted door stop size 24 x 45mm, 2 x two ball bearing butt hinge with Stainless Steel finish. 4 Lever lockset with Satin Chrome handle finish including powder coated 4 lever lock with Zinc backplate. | No | 24 |  | 0
3056 | 3390 | 10 | 9 | 314 | 2 | 314.2 |  | Stainless steel indicator bolts with Stainless Steel finish. 2 x two ball bearing butt hinge with Stainless Steel finish. Stainless Steel 152 x 76mm push plate, size 152 x 76mm. Stainless Steel floor mounted door stop, size 24 x 45mm | No | 4 |  | 0
3057 | 3391 | 10 | 9 | 314 | 3 | 314.3 |  | Stainless steel indicator bolts with Stainless Steel finish. 2 x two ball bearing butt hinge with Stainless Steel finish. Stainless Steel 152 x 76mm push plate, size 152 x 76mm. Stainless Steel floor mounted door stop, size 24 x 45mm | No | 8 |  | 0
3058 | 3392 | 10 | 9 | 315 | 4 | 315.4 |  | Stainless steel indicator bolts with Stainless Steel finish. 2 x two ball bearing butt hinge with Stainless Steel finish. Stainless Steel 152 x 76mm push plate, size 152 x 76mm. Stainless Steel floor mounted door stop, size 24 x 45mm | No | 4 |  | 0
3059 | 3393 | 10 | 9 | 315 |  | 315 |  | PUSH PLATES AND KICK PLATES
3060 | 3394 | 10 | 9 | 315 |  | 315 |  | 4mm Thick anodised aluminium plates countersunk screwed along edges at not exceeding 200mm centres
3061 | 3395 | 10 | 9 | 315 | 5 | 315.5 |  | 813 x 250mm Kick plate | No | 12 |  | 0
3062 | 3396 | 10 | 9 | 315 |  | 315 |  | DOOR CLOSERS
3063 | 3397 | 10 | 9 | 315 |  | 315 |  | Manufactured by "Dorma
3064 | 3398 | 10 | 9 | 315 | 6 | 315.6 |  | Door closer | No | 4 |  | 0
3065 | 3399 | 10 | 9 | 315 |  | 315 |  | BATHROOM FITTINGS
3066 | 3400 | 10 | 9 | 315 |  | 315 |  | Manufactured by Dorma
3067 | 3401 | 10 | 9 | 315 | 7 | 315.7 |  | San 002 - PARAPLEGIC LEFT HAND DOG RAIL Standard 300 x 300 X300 x 80mm Projecting dog leg side rail as by Stainless Steel Design | No | 4 |  | 0
3068 | 3402 | 10 | 9 | 315 | 8 | 315.8 |  | San 004 - PARAPLEGIC BACK GRAB RAIL Standard 800 long x 150mm projecting straight disabled rail as by stainless steel design. | No | 4 |  | 0
3069 | 3403 | 10 | 9 | 315 | 9 | 315.9 |  | San 009 - WASTE BIN Waste container - 1,25mm thick 18/10 satin stainless steel perforated waste containers, size 380x410x205mm deep, with 180 degree radius front and perforated facia pattern, waste bin capacity of 23 litres, with lock, plugged and screwed to the wall with stainless steel screws | No | 4 |  | 0
3070 | 3404 | 10 | 9 | 315 | 10 | 315.1 |  | San 010 - ROBE HOOK - chrome plated robe hook size 89 x 57mm wide, plugged and screwed to wall | No | 12 |  | 0
3072 | 370 | 10 | 10 | 317 |  | 317 |  | SECTION NO. 10 BILL NO. 10
3073 | 371 | 10 | 10 | 317 |  | 317 |  | METALWORK
3074 | 3407 | 10 | 10 | 317 |  | 317 |  | Descriptions of bolts, anchors, etc
3075 | 3408 | 10 | 10 | 317 |  | 317 |  | Descriptions of bolts shall be deemed to include nuts and washers
3076 | 3409 | 10 | 10 | 317 |  | 317 |  | Descriptions of expansion anchors and bolts and chemical anchors and bolts shall be deemed to include nuts, washers and mortices in brickwork or concrete
3077 | 3410 | 10 | 10 | 317 |  | 317 |  | Items described as "holed for bolt(s)" shall be deemed to exclude the bolts unless otherwise described
3078 | 3411 | 10 | 10 | 317 |  | 317 |  | Items described as "plugged" shall be deemed to include screwing to fibre, plastic or metal plugs at not exceeding 600mm centres
3079 | 3412 | 10 | 10 | 317 |  | 317 |  | Aluminium doors, windows, etc
3080 | 3413 | 10 | 10 | 317 |  | 317 |  | Doors and windows shall comply with AAAMSA design criteria Glazing shall comply with SAGGA regulations. Glass thickness shall comply with SAGGA regulations irrespective of thicknesses shown on the schedules/drawings Doors and windows shall be supplied with protective tape and plastic and shall be removed only once surrounding trades have been completed For purpose made windows and doors, refer to drawings annexed to these bills of quantities
3081 | 3414 | 10 | 10 | 317 |  | 317 |  | The following certificates shall be provided prior to commencement of site work:1 A copy of the relevant AAAMSA Performance Test Certificate from the manufacturer/contractor supplying the architectural aluminium product 2 A Certificate of Conformance confirming that anodising or powder coating has been processed in accordance with SANS 999 and SANS 1796 respectively
3082 | 3415 | 10 | 10 | 318 |  | 318 |  | A powder guarantee of not less than 15 years issued by the powder manufacturer. The specific conditions contained in this guarantee shall form part of the powder coating process 4 A Certificate of Conformance confirming that glazing has been installed in accordance with SANS 0137, ensuring that safety glazing materials have been installed in the mandatory areas and that each individual pane of safety glazing materials has been permanently marked5 A warranty from the manufacturer of the laminated safety glass and/or hermetically sealed glazing units guaranteeing the products against delamination and colour degradation for a period of not less than five years
3083 | 3416 | 10 | 10 | 318 |  | 318 |  | PRESSED STEEL DOOR FRAMES
3084 | 3417 | 10 | 10 | 318 |  | 318 |  | GALVANISED PRESSED STEEL DOOR FRAMES
3085 | 3418 | 10 | 10 | 318 |  | 318 |  | 1,2mm Rebated frames suitable for half brick walls with hinges
3086 | 3419 | 10 | 10 | 318 | 1 | 318.1 |  | Frame for 813 X 2032 X 40mm door | No | 8 |  | 0
3087 | 3420 | 10 | 10 | 318 | 2 | 318.2 |  | Frame for 762 X 2032 X 40mm door | No | 8 |  | 0
3088 | 3421 | 10 | 10 | 318 |  | 318 |  | 1,2mm Double rebated frames suitable for one brick walls WITH 1 PAIR OF HINGES
3089 | 3422 | 10 | 10 | 318 | 3 | 318.3 |  | Frame for 813 X 2032 X 40mm door | No | 12 |  | 0
3090 | 3423 | 10 | 10 | 318 | 4 | 318.4 |  | Frame for 1000 x 23032 x 400mm door | No | 4 |  | 0
3091 | 3424 | 10 | 10 | 318 | 5 | 318.5 |  | Frame for 900 X 2032 X 40mm door | No | 8 |  | 0
3092 | 3425 | 10 | 10 | 318 |  | 318 |  | Preparation of frames for fixing of ironmongery
3093 | 3426 | 10 | 10 | 318 | 6 | 318.6 |  | Arm of door closer | No | 4 |  | 0
3094 | 3427 | 10 | 10 | 319 |  | 319 |  | GALVANISED STEEL WINDOWS, DOORS, ETC
3095 | 3429 | 10 | 10 | 319 |  | 319 |  | Standard school windows
3096 | 3430 | 10 | 10 | 319 | 7 | 319.7 |  | Top hung standard steel window, finished in Grey oxide primer, size 889mm x 854mm high, fitted with B1 burglar bars. Window to comply strictly to SABS as well as the AAAMSA standards concerning sections, size and opening section. Joints between window frame and wall opening to be sealed water tight with an approved sealant | No | 48 |  | 0
3097 | 3431 | 10 | 10 | 319 | 8 | 319.8 |  | Top hung standard steel window, finished in Grey oxide primer, size 1 022mm x 654mm high, fitted with B1 burglar bars. Window to comply strictly to SABS as well as the AAAMSA standards concerning sections, size and opening section. Joints between window frame and wall opening to be sealed water tight with an approved sealant | No | 8 |  | 0
3098 | 3432 | 10 | 10 | 319 |  | 319 |  | ALUMINIUM WINDOWS, DOORS, ETC
3099 | 3433 | 10 | 10 | 319 |  | 319 |  | Aluminium windows
3100 | 3434 | 10 | 10 | 319 | 9 | 319.9 |  | Custom-made aluminium vertical pivot window with dimensions and configuration as indicated. Window to comply strictly to SABS as well as the AAAMSA standards concerning sections, size and opening section. Joints between window frame and wall opening to be sealed water tight with an approved sealant Standard aluminium frame in configuration as shown with or without opening sections as shown, complete with heavy-duty hinges, latches and restrictors (max. 100mm). Waterproof frame surround and joints with an approved soft seal. Polyester powder coated. All to AAAMSA standards and Architects approval. | No | 4 |  | 0
3102 | 373 | 10 | 11 | 321 |  | 321 |  | SECTION NO. 10 BILL NO. 11
3103 | 374 | 10 | 11 | 321 |  | 321 |  | PLASTERING
3104 | 3436 | 10 | 11 | 321 |  | 321 |  | GRANOLITHIC
3105 | 3437 | 10 | 11 | 321 |  | 321 |  | Method
3106 | 3438 | 10 | 11 | 321 |  | 321 |  | The method to be used shall be either the monolithic method or the bonded method
3107 | 3439 | 10 | 11 | 321 |  | 321 |  | Preparation
3108 | 3440 | 10 | 11 | 321 |  | 321 |  | For granolithic applied monolithically, the concrete floor shall be swept clean after bleeding of the concrete has ceased and the slab has begun to stiffen; any remaining bleed water shall be removed and the granolithic applied immediately thereafter. For granolithic to be bonded to the floor slab after it has hardened, the slab surface shall be hacked (preferably by mechanical means) until all laitance, dirt, oil, etc is dislodged and swept clean of all loose matter. The slab shall then be wetted and kept damp for at least six hours before applying the granolithic
3109 | 3441 | 10 | 11 | 321 |  | 321 |  | Mix
3110 | 3442 | 10 | 11 | 321 |  | 321 |  | Granolithic shall attain a compressive strength of at least 41MPa. The coarse aggregate shall comply with SANS 1083 and shall generally be capable of passing a 10mm mesh sieve. Where the thickness of the granolithic exceeds 25mm, the size of the coarse aggregate shall be increased to the maximum size compatible with the thickness of the granolithic
3111 | 3443 | 10 | 11 | 321 |  | 321 |  | Panels
3112 | 3444 | 10 | 11 | 321 |  | 321 |  | Granolithic shall be laid in panels not exceeding 14m"² for monolithic finishes, not exceeding 9,5m"² for bonded finishes and not exceeding 6m"² for all external granolithic. Wherever possible, panels shall be square but at no time should the length of the panel exceed 1,5 times its width
3113 | 3445 | 10 | 11 | 322 |  | 322 |  | Where possible joints between panels shall be positioned over joints in the floor slab and shall be at least 3mm wide through the full thickness of the finish, separated by strips of wood or fibreboard and finished with V-joints
3114 | 3446 | 10 | 11 | 322 |  | 322 |  | Laying
3115 | 3447 | 10 | 11 | 322 |  | 322 |  | Monolithic granolithic shall be applied to the partially set slab and thoroughly compacted and lightly wood floated to the required levels
3116 | 3448 | 10 | 11 | 322 |  | 322 |  | Bonded granolithic shall be applied to the slab after applying a 1:1 sand-and-cement slurry brushed over the surface and allowed to partially set before applying the granolithic. The granolithic shall be throughly compacted and lightly wood floated to the required levels
3117 | 3449 | 10 | 11 | 322 |  | 322 |  | After wood floating, the monolithic and bonded granolithic shall remain undisturbed until bleeding has ceased and the surface has stiffened. Any remaining bleed water and laitance shall then be removed and the surface steel trowelled or power floated
3118 | 3450 | 10 | 11 | 322 |  | 322 |  | Curing, seasoning and protection
3119 | 3451 | 10 | 11 | 322 |  | 322 |  | Granolithic shall be covered with clean hessian with waterproof building foil over and kept wet for at least seven days after laying
3120 | 3452 | 10 | 11 | 322 |  | 322 |  | Colour
3121 | 3453 | 10 | 11 | 322 |  | 322 |  | Coloured granolithic shall be tinted with an approved colouring pigment mixed into the granolithic in the proportion of 2.5kg pigment per pocket of cement, of uniform appearance and consistent colour throughout
3122 | 3454 | 10 | 11 | 322 |  | 322 |  | SCREEDS
3123 | 3455 | 10 | 11 | 322 |  | 322 |  | Self Levelling Screeds on concrete
3124 | 3456 | 10 | 11 | 322 | 1 | 322.1 |  | 30mm Thick self levelling screed on floors and landings | m² | 468 |  | 0
3125 | 3457 | 10 | 11 | 323 |  | 323 |  | INTERNAL PLASTER
3126 | 3458 | 10 | 11 | 323 |  | 323 |  | Plaster mix for rough brick walls, composed of 1 part : and 6 parts sand 10mm - 20mm thick finished with a steel trowel to rough brick walls, in accordance with SANS 50197-1
3127 | 3459 | 10 | 11 | 323 | 2 | 323.2 |  | On walls | m² | 840 |  | 0
3128 | 3460 | 10 | 11 | 323 |  | 323 |  | EXTERNAL PLASTER
3129 | 3461 | 10 | 11 | 323 |  | 323 |  | Plaster mix for rough brick walls, composed of 1 part : and 6 parts sand 10mm - 20mm thick finished with a steel trowel to rough brick walls, in accordance with SANS 50197-1
3130 | 3462 | 10 | 11 | 323 | 3 | 323.3 |  | On walls | m² | 65 |  | 0
3132 | 376 | 10 | 12 | 325 |  | 325 |  | SECTION NO. 10 BILL NO. 12
3133 | 377 | 10 | 12 | 325 |  | 325 |  | TILING
3134 | 3464 | 10 | 12 | 325 |  | 325 |  | Patterns
3135 | 3465 | 10 | 12 | 325 |  | 325 |  | Unless otherwise described, tiles shall be laid with continuous joints in both directions
3136 | 3466 | 10 | 12 | 325 |  | 325 |  | Fixing
3137 | 3467 | 10 | 12 | 325 |  | 325 |  | Unless described as "fixed with adhesive to plaster (plaster elsewhere)" descriptions of tiling on brick or concrete walls, columns, etc shall be deemed to include 1:4 cement plaster backing and descriptions of tiling on concrete floors etc shall be deemed to include 1:3 plaster bedding
3138 | 3468 | 10 | 12 | 325 |  | 325 |  | Tiling described as "fixed with adhesive on power floated concrete" shall be deemed to include for approved tiling key-coat
3139 | 3469 | 10 | 12 | 325 |  | 325 |  | Ceramic, porcelain, marble and granite tiles are to be fixed and grouted with suitable adhesives and grouts as recommended by the manufacturer of the tiles
3140 | 3470 | 10 | 12 | 325 |  | 325 |  | WALL TILING
3141 | 3471 | 10 | 12 | 325 |  | 325 |  | Ceramic tiles size 100 x 200mm, fixed to internal wall plaster backing with tile adhesive mixed with Bond in lieu of water with joints continuous in both directions and grouted
3142 | 3472 | 10 | 12 | 325 | 1 | 325.1 |  | On walls | m² | 264 |  | 0
3143 | 3473 | 10 | 12 | 325 |  | 325 |  | FLOOR TILING
3144 | 3474 | 10 | 12 | 325 |  | 325 |  | Ceramic tiles size 300 x 300mm, fixed to internal wall plaster backing with tile adhesive mixed with Bond in lieu of water with joints continuous in both directions and grouted
3145 | 3475 | 10 | 12 | 325 | 2 | 325.2 |  | On floors and landings | m² | 5 |  | 0
3147 | 379 | 10 | 13 | 326 |  | 326 |  | SECTION NO. 10 BILL NO. 13
3148 | 380 | 10 | 13 | 326 |  | 326 |  | PLUMBING & DRAINAGE (PROVISIONAL)
3149 | 3477 | 10 | 13 | 326 |  | 326 |  | Wire gratings
3150 | 3478 | 10 | 13 | 326 |  | 326 |  | Descriptions of gutter outlets etc shall be deemed to include wire balloon gratings
3151 | 3479 | 10 | 13 | 326 |  | 326 |  | Stormwater channels
3152 | 3480 | 10 | 13 | 326 |  | 326 |  | Descriptions of channels shall be deemed to include necessary excavation, surface preparation, compaction, etc, and disposal of surplus material on site French drains
3153 | 3481 | 10 | 13 | 326 |  | 326 |  | Septic tanks
3154 | 3482 | 10 | 13 | 326 |  | 326 |  | Descriptions of proprietary type septic tanks shall be deemed to include excavation, bedding and jointing, concrete base slabs, jointing to drains and backfilling, compaction, etc all in accordance with the manufacturer's instructions and disposal of surplus material on site
3155 | 3483 | 10 | 13 | 326 |  | 326 |  | Stainless steel basins, sinks, wash troughs, urinals, etc
3156 | 3484 | 10 | 13 | 326 |  | 326 |  | Stainless steel for economy basins, domestic sinks and worktops shall be Type 430 (17/0) Stainless steel for urinals, basins, quality sinks, wash troughs, institutional equipment, etc shall be Type 304 (18/8) Stainless steel for laboratory sinks, photographic equipment, etc shall be Type 316 (18/8) Units shall have standard aprons on all exposed edges and tiling keys against walls where applicable
3157 | 3485 | 10 | 13 | 326 |  | 326 |  | Sealing of edges
3158 | 3486 | 10 | 13 | 326 |  | 326 |  | Outer edges of sinks, basins, baths, urinals, etc are to be sealed against adjacent surfaces with approved silicone
3159 | 3487 | 10 | 13 | 327 |  | 327 |  | PVC-U pipes and fittings
3160 | 3488 | 10 | 13 | 327 |  | 327 |  | Sewer and drainage pipes and fittings shall be jointed and sealed with butyl rubber rings Soil, waste and vent pipes and fittings shall be solvent weld jointed or sealed with butyl rubber rings
3161 | 3489 | 10 | 13 | 327 |  | 327 |  | PVC-U pressure pipes and fittings
3162 | 3490 | 10 | 13 | 327 |  | 327 |  | Pipes of 50mm diameter and smaller shall be plain ended with solvent welded PVC-U loose sockets and fittings Pipes of 63mm diameter and greater shall have sockets and spigots with push-in type integral rubber ring joints. Bends shall be PVC-U and all other fittings shall be cast iron, all with similar push-in type joints
3163 | 3491 | 10 | 13 | 327 |  | 327 |  | High density polyethylene (HDPe) pipes and fittings
3164 | 3492 | 10 | 13 | 327 |  | 327 |  | Pipes shall be type IV and of the class specified with compression fittings Polypropylene pipes
3165 | 3493 | 10 | 13 | 327 |  | 327 |  | Polypropylene pipes 54mm diameter and smaller shall be seamless copper coloured Class 16 pipes jointed with heat welded thermoplastic or where so described compression fittings Pipes shall be firmly fixed to walls, etc with coloured nylon snap-in pipe clips with provision for accommodating thermal movement and jointed and fixed strictly in accordance with the manufacturer's instructions
3166 | 3494 | 10 | 13 | 327 |  | 327 |  | Copper pipes
3167 | 3495 | 10 | 13 | 327 |  | 327 |  | Pipes shall be hard drawn and half-hard pipes of the class described. Class 0 (thin walled hard drawn) pipes shall not be bent. Class 1 (thin walled half-hard), Class 2 (half-hard) and Class 3 (heavy walled half-hard) pipes shall only be bent with benders with inner and outer formers. Fittings to copper waste, vent and anti-syphon pipes, capillary solder fittings. Capillary solder fittings shall comply with ISO 2016 Copper pipes are to be installed in accordance with the latest revision of the Code of Practice for Copper Plumbing soldering techniques. Flux, solder, etc to be strictly in accordance with the manufacturer's requirements with special attention to copper flux composition
3168 | 3496 | 10 | 13 | 328 |  | 328 |  | Reducing fittings
3169 | 3497 | 10 | 13 | 328 |  | 328 |  | Where fittings have reducing ends or branches they are described as "reducing" and only the largest end or branch size is given. Should the contractor wish to use other fittings and bushes or reducers he may do so on the understanding that no claim in this regard will be entertained Fixing of pipes
3170 | 3498 | 10 | 13 | 328 |  | 328 |  | Unless specifically otherwise stated, descriptions of pipes shall be deemed to include fixing to walls, etc, casting in, building in or suspending not exceeding 1m below suspension level
3171 | 3499 | 10 | 13 | 328 |  | 328 |  | Paper wrapping to pipes
3172 | 3500 | 10 | 13 | 328 |  | 328 |  | Pipes chased into brickwork must be wrapped with two layers of stout brown paper tied with wire. Rates are to include for wrapping around joints and fittings
3173 | 3501 | 10 | 13 | 328 |  | 328 |  | Disinfection of water pipework
3174 | 3502 | 10 | 13 | 328 |  | 328 |  | Water pipework is to be disinfected at completion
3175 | 3503 | 10 | 13 | 328 |  | 328 |  | Prices for wrapping of pipes shall include for all work as described to couplings in the length
3176 | 3504 | 10 | 13 | 328 |  | 328 |  | Laying, backfilling, bedding, etc of pipes
3177 | 3505 | 10 | 13 | 328 |  | 328 |  | Pipes shall be laid and bedded in accordance with manufacturers' instructions and trenches shall be carefully backfilled
3178 | 3506 | 10 | 13 | 328 |  | 328 |  | Where no manufacturers' instructions exist, pipes shall be laid in accordance with the relevant section of SANS 2001
3179 | 3507 | 10 | 13 | 328 |  | 328 |  | General
3180 | 3508 | 10 | 13 | 328 |  | 328 |  | Descriptions of service pipes and flexible connecting pipes shall be deemed to include connections to taps, cisterns, etc and to steel pipes (adaptors for connections to copper pipes, etc are given separately)
3181 | 3509 | 10 | 13 | 328 |  | 328 |  | Descriptions of WC pans, slop hoppers, etc shall be deemed to include for joints to soil pipes (pan connectors are separately measured)
3182 | 3510 | 10 | 13 | 329 |  | 329 |  | As-built drawings
3183 | 3516 | 10 | 13 | 329 |  | 329 |  | SANITARYWARE
3184 | 3517 | 10 | 13 | 329 | 1 | 329.1 |  | San 005 - PARAPLEGIC WC Sanitaryware Paraplegic vitreous china washdown suite comprising 90× outlet open rim pan flushing valve including lid and fitments with heavy duty seat. Plumbing: 20mm Brushed chrome Econoflush front access junior concealed toilet flush master with integral shut-off valve, box stainless steel faceplate and chrome plated pushbutton assembly (includes flush pipes, elbow and pan connector). | No | 4 |  | 0
3185 | 3518 | 10 | 13 | 329 | 2 | 329.2 |  | San 008 Sanitaryware vitreous china 510mm x 405mm rounded Hibiscus basin with one or two tap hole, including integrated overflow and chain stay hole. Bolted to wall with 2x 10mm bolts.Basin Mixer single lever with pop up waste. 1_ 2" BSP female inlets. SANS 1480\ Paraplegic Toilets to be fitted with two MEDICAL Pillar taps elbow action.1/2" BSP MI SANS 226 TYPE 2. | No | 12 |  | 0
3186 | 3519 | 10 | 13 | 329 | 3 | 329.3 |  | Sanitary ware ceramic fireclay 585 x 435 mm hospital basin, including "¼ turns wrist action mixer, c.p. waste, overflow tube. Two fixing screws, plugs and c.p. caps. Supplied with two tapholes. with two MEDICAL Pillar taps elbow action.1/2" BSP MI SANS 226 TYPE 2. | No | 4 |  | 0
3187 | 3520 | 10 | 13 | 329 | 4 | 329.4 |  | San 019 - Junior WC white vitreous China Junior School Pan, 8.3kg, pan set White 1,95kg Vitreous China seat. Plumbing: 20mm Brushed chrome Econoflush front access junior concealed toilet flushmaster with integral shut-off valve, box stainless steel faceplate and chrome plated pushbutton assembly (includes flushpipes, elbow and pan connector). | No | 8 |  | 0
3188 | 3521 | 10 | 13 | 329 |  | 329 |  | stainless steel fittings
3189 | 3522 | 10 | 13 | 329 | 5 | 329.5 |  | SS003 - STAINLESS STEEL INSET SINK (900x500). Grade 304 18/10 polished stainless steel left hand inset sink (code: 820000), size 900 x 500mm wide with one 410 x 343 x 187 deep bowl, fitted onto cupboard or wall including 90mm waste fitting and PVC trap. Single Sink Mixer with Aerated swivel outlet 1 1/2 " BSP Female outlet. SANS 1480. All included accessories. | No | 4 |  | 0
3190 | 3523 | 10 | 13 | 329 | 6 | 329.6 |  | 50mm Waste pipe | m | 16 |  | 0
3191 | 3524 | 10 | 13 | 330 | 7 | 330.7 |  | 110mm pvc pipe laid to min falls 1:60. Pipes beneath slab to be encased in concrete | m | 9 |  | 0
3192 | 3525 | 10 | 13 | 330 | 8 | 330.8 |  | T junction with inspection eye | No | 3 |  | 0
3193 | 3526 | 10 | 13 | 330 | 9 | 330.9 |  | Brick sewer manhole | No | 1 |  | 0
3194 | 3527 | 10 | 13 | 330 | 10 | 330.1 |  | Gulley | No | 2 |  | 0
3195 | 3528 | 10 | 13 | 330 | 11 | 330.11 |  | Stub/vent valve | No | 3 |  | 0
3196 | 3529 | 10 | 13 | 330 |  | 330 |  | WATER SUPPLY
3197 | 3530 | 10 | 13 | 330 |  | 330 |  | Class 1 copper pipes are recommended for high quality installations
3198 | 3531 | 10 | 13 | 330 | 12 | 330.12 |  | 22mm Pipes | m | 6 |  | 0
3199 | 3532 | 10 | 13 | 330 | 13 | 330.13 |  | 22mm Pipes chased into brickwork including brown paper lagging | m | 13 |  | 0
3200 | 3533 | 10 | 13 | 330 | 14 | 330.14 |  | Testing water pipe system | Item | 1 |  | 0
3202 | 382 | 10 | 14 | 332 |  | 332 |  | SECTION NO. 10 BILL NO. 14
3203 | 383 | 10 | 14 | 332 |  | 332 |  | GLAZING
3204 | 3535 | 10 | 14 | 332 |  | 332 |  | GLAZING TO STEEL WITH PUTTY
3205 | 3536 | 10 | 14 | 332 |  | 332 |  | Windows to be glazed to SANS min. standards - 6.4mm Low-E glass in panes smaller than05m2 All to comply with National building regulations see also glazing preambles for minimum standards.
3206 | 3537 | 10 | 14 | 332 | 1 | 332.1 |  | Panes exceeding 0,1m"² and not exceeding 0,5m"² | m² | 42 |  | 0
3207 | 3538 | 10 | 14 | 332 |  | 332 |  | TOPS, SHELVES, DOORS, MIRRORS, ETC
3208 | 3539 | 10 | 14 | 332 |  | 332 |  | 4mm Silvered float glass copper backed mirrors with 10mm bevelled and polished edges, fixed with double sided adhesive tape and silicone
3209 | 3540 | 10 | 14 | 332 | 2 | 332.2 |  | 450mm x 600mm High quality mirror complete with bevelled edges | No | 26 |  | 0
3211 | 385 | 10 | 15 | 333 |  | 333 |  | SECTION NO. 10 BILL NO. 15
3212 | 386 | 10 | 15 | 333 |  | 333 |  | PAINTWORK
3213 | 3542 | 10 | 15 | 333 |  | 333 |  | PREPARATORY WORK TO EXISTING WORK
3214 | 3543 | 10 | 15 | 333 |  | 333 |  | Previously painted plastered surfaces
3215 | 3544 | 10 | 15 | 333 |  | 333 |  | Surfaces shall be thoroughly washed down and allowed to dry completely before any paint is applied. Blistered or peeling paint shall be completely removed and cracks shall be opened, filled with a suitable filler and finished smooth
3216 | 3545 | 10 | 15 | 333 |  | 333 |  | Previously painted metal surfaces
3217 | 3546 | 10 | 15 | 333 |  | 333 |  | Surfaces shall be thoroughly rubbed and cleaned down. Blistered or peeling paint shall be completely removed down to bare metal
3218 | 3547 | 10 | 15 | 333 |  | 333 |  | Previously painted wood surfaces
3219 | 3548 | 10 | 15 | 333 |  | 333 |  | Surfaces shall be thoroughly cleaned down. Blistered or peeling paint shall be completely removed and cracks and crevices shall be primed, filled with suitable filler and finished smooth
3220 | 3549 | 10 | 15 | 333 |  | 333 |  | PAINT SPECIFICATIONS
3221 | 3550 | 10 | 15 | 333 |  | 333 |  | All painting shall be done in accordance with "Dulux" specifications unless otherwise described
3222 | 3551 | 10 | 15 | 333 |  | 333 |  | COLOURS
3223 | 6100 | 10 | 15 | 333 |  | 333 |  | Unless otherwise described paintwork on ceilings shall be deemed to be in the "White" colour group and paintwork on all other components shall be deemed to be in the "Pastel" colour group in accordance with the Natural Colour System (NCS) adopted by the SA National Standards
3224 | 3552 | 10 | 15 | 334 |  | 334 |  | PAINTWORK ETC TO NEW WORK
3225 | 3553 | 10 | 15 | 334 |  | 334 |  | ON FLOATED PLASTER
3226 | 3554 | 10 | 15 | 334 |  | 334 |  | Superior quality PVA acrylic paint (colour to be selected) to new interior cement plaster. One coat Primer and with two coats PVA
3227 | 3555 | 10 | 15 | 334 | 1 | 334.1 |  | On internal walls | m² | 840 |  | 0
3228 | 3556 | 10 | 15 | 334 | 2 | 334.2 |  | On external walls | m² | 65 |  | 0
3229 | 3557 | 10 | 15 | 334 |  | 334 |  | ON PLASTER BOARD
3230 | 3558 | 10 | 15 | 334 |  | 334 |  | Superior quality PVA acrylic paint (colour to be selected) to new gypsum ceilings. One coat Primer and finish with two coats Acrylic PVA
3231 | 3559 | 10 | 15 | 334 | 3 | 334.3 |  | On ceilings | m² | 367 |  | 0
3232 | 3560 | 10 | 15 | 334 | 4 | 334.4 |  | On cornice not exceeding 300mm girth | m | 354 |  | 0
3233 | 3561 | 10 | 15 | 334 |  | 334 |  | ON METAL
3234 | 3562 | 10 | 15 | 334 |  | 334 |  | Contractors Gloss Enamel (colour to be selected) to new exterior galvanised steel. One coat Primer for Steel, undercoat with one coat Universal Undercoat and two coats Contractors Gloss Enamel
3235 | 3563 | 10 | 15 | 334 | 5 | 334.5 |  | On door frames | m² | 10 |  | 0
3236 | 3564 | 10 | 15 | 334 |  | 334 |  | ON WOOD
3237 | 3565 | 10 | 15 | 334 |  | 334 |  | Contractors Gloss Enamel (colour to be selected) to new exterior galvanised steel. One coat Primer for Steel, undercoat with one coat Universal Undercoat and two coats Contractors Gloss Enamel
3238 | 3566 | 10 | 15 | 334 | 6 | 334.6 |  | On doors | m² | 89 |  | 0
3239 | 3567 | 10 | 15 | 334 |  | 334 |  | Painted with Carbolineum paint as per architects specification
3240 | 3568 | 10 | 15 | 334 | 7 | 334.7 |  | On exposed trusses | m² | 40 |  | 0
3242 | 342 | 10 | 16 | 336 | 1 | 336.1 |  | Earthworks (Provisional) | Page | 293
3243 | 345 | 10 | 16 | 336 | 2 | 336.2 |  | Concrete, Formwork & Reinforcement | Page | 298
3244 | 348 | 10 | 16 | 336 | 3 | 336.3 |  | Masonry | Page | 303
3245 | 351 | 10 | 16 | 336 | 4 | 336.4 |  | Waterproofing | Page | 304
3246 | 354 | 10 | 16 | 336 | 5 | 336.5 |  | Roof coverings, Claddings, etc | Page | 305
3247 | 357 | 10 | 16 | 336 | 6 | 336.6 |  | Carpentry and Joinery | Page | 309
3248 | 360 | 10 | 16 | 336 | 7 | 336.7 |  | Ceilings, Partitions and Access Flooring | Page | 312
3249 | 363 | 10 | 16 | 336 | 8 | 336.8 |  | Floor coverings, Wall Linings, etc | Page | 313
3250 | 366 | 10 | 16 | 336 | 9 | 336.9 |  | Ironmongery | Page | 316
3251 | 369 | 10 | 16 | 336 | 10 | 336.1 |  | Metalwork | Page | 320
3252 | 372 | 10 | 16 | 336 | 11 | 336.11 |  | Plastering | Page | 324
3253 | 375 | 10 | 16 | 336 | 12 | 336.12 |  | Tiling | Page | 325
3254 | 378 | 10 | 16 | 336 | 13 | 336.13 |  | Plumbing & Drainage (Provisional) | Page | 331
3255 | 381 | 10 | 16 | 336 | 14 | 336.14 |  | Glazing | Page | 332
3256 | 384 | 10 | 16 | 336 | 15 | 336.15 |  | Paintwork | Page | 335
3257 | 388 | 11 | 1 | 337 |  | 337 |  | SECTION NO. 11 BILL NO. 1
3258 | 389 | 11 | 1 | 337 |  | 337 |  | EARTHWORKS (PROVISIONAL)
3259 | 3572 | 11 | 1 | 337 |  | 337 |  | The following are typical examples of descriptions of "nature of ground" Nature of ground
3260 | 3573 | 11 | 1 | 337 |  | 337 |  | The nature of the gro und is assumed to be loose sandy material, therefore "earth", but possibly interspersed with "soft rock" or "hard rock" The nature of the ground is assumed to be gravel, therefore "earth", but possibly interspersed with "soft rock" or "hard rock
3261 | 3574 | 11 | 1 | 337 |  | 337 |  | The nature of the ground is assumed to be silty clay with loose river boulders varying in size up to approximately 450mm diameter, all of which will be deemed as "earth", but possibly interspersed with "hard rock" Trial holes indicate that the nature of the ground is silty clay to a depth of approximately 500mm with fine to medium loose sandy material below, therefore "earth
3262 | 3575 | 11 | 1 | 337 |  | 337 |  | A soils investigation has been carried out on the site by the engineer and the report is annexed to these bills of quantities. The soils report indicates that the ground varies between silty sand, reworked soil of mixed origin and residual shale, all of which will be deemed as "earth". All very hard unweathered shale, ironstone, etc, the removal of which necessitates the use of explosives or heavy duty hydraulic percussion hammers (peckers), will be classified as "hard rock
3263 | 3576 | 11 | 1 | 337 |  | 337 |  | Carting away of excavated material
3264 | 3577 | 11 | 1 | 337 |  | 337 |  | Descriptions of carting away of excavated material shall be deemed to include loading excavated material onto trucks directly from the excavations or, alternatively, from stock piles situated on the building site Filling and layer work materials
3265 | 3578 | 11 | 1 | 338 |  | 338 |  | References such as "G1", "G2", etc and "C1", "C2", etc in descriptions of filling and layer work materials refer to corresponding references in the document "Guidelines for Road Construction Materials. TRH 14 : 1985" compiled by the Committee of State Road Authorities and the properties set out therein for each kind shall be applicable to the respective materials described hereinafter User note
3266 | 3579 | 11 | 1 | 338 |  | 338 |  | When no information regarding density and other tests is available the following preamble in respect of testing may be inserted
3267 | 3580 | 11 | 1 | 338 |  | 338 |  | Testing
3268 | 3581 | 11 | 1 | 338 |  | 338 |  | Prices for filling are to include for all necessary density and other tests
3269 | 3582 | 11 | 1 | 338 |  | 338 |  | Site clearance
3270 | 3583 | 11 | 1 | 338 | 1 | 338.1 |  | Digging up and removing rubbish, debris, vegetation, hedges, shrubs, bush, etc and trees not exceeding 200mm girth | m² | 69 |  | 0
3271 | 3584 | 11 | 1 | 338 |  | 338 |  | EXCAVATION, FILLING, ETC
3272 | 3585 | 11 | 1 | 338 |  | 338 |  | Excavation in earth not exceeding 2m deep
3273 | 3586 | 11 | 1 | 338 | 2 | 338.2 |  | Trenches and holes | m³ | 32 |  | 0
3274 | 3587 | 11 | 1 | 338 |  | 338 |  | Extra over trench and hole excavations in earth for breaking up and removing
3275 | 3588 | 11 | 1 | 338 | 3 | 338.3 |  | Soft rock | m³ | 2 |  | 0
3276 | 3589 | 11 | 1 | 338 | 4 | 338.4 |  | Hard rock | m³ | 1 |  | 0
3277 | 3590 | 11 | 1 | 338 |  | 338 |  | Extra over bulk excavations in earth for breaking up and removing
3278 | 3591 | 11 | 1 | 338 | 5 | 338.5 |  | Brickwork | m³ | 1 |  | 0
3279 | 3592 | 11 | 1 | 338 | 6 | 338.6 |  | Unreinforced concrete | m³ | 1 |  | 0
3280 | 3593 | 11 | 1 | 338 | 7 | 338.7 |  | Reinforced concrete | m³ | 1 |  | 0
3281 | 3594 | 11 | 1 | 339 |  | 339 |  | Extra over all excavations for carting away
3282 | 3595 | 11 | 1 | 339 | 8 | 339.8 |  | Surplus material from excavations and/or stock piles on site, to a dumping site to be located by the contractor | m³ | 11 |  | 0
3283 | 3596 | 11 | 1 | 339 |  | 339 |  | Compaction of ground surfaces
3284 | 3597 | 11 | 1 | 339 | 9 | 339.9 |  | Compaction of natural or excavated ground surface under floors etc, including scarifying for a depth of 150mm, breaking down oversize material, adding suitable material where necessary and compacting to 95% Mod AASHTO density LAYER WORK | m² | 69 |  | 0
3285 | 3598 | 11 | 1 | 339 |  | 339 |  | Keeping excavations free of water
3286 | 3599 | 11 | 1 | 339 | 10 | 339.1 |  | Keeping excavations free of water other than subterranean water | Item | 1 |  | 0
3287 | 3600 | 11 | 1 | 339 |  | 339 |  | FILLING ETC
3288 | 3601 | 11 | 1 | 339 |  | 339 |  | Earth filling obtained from the excavations, including haulage approximately 150m from perimeter of excavations (not compacted)
3289 | 3602 | 11 | 1 | 339 | 11 | 339.11 |  | In prescribed stock piles on site to trenches and holes | m³ | 22 |  | 0
3290 | 3603 | 11 | 1 | 339 |  | 339 |  | Filling of natural gravel material G7 supplied by the contractor, compacted to 95% Mod AASHTO density
3291 | 3604 | 11 | 1 | 339 | 12 | 339.12 |  | Under floors, steps, pavings, etc | m³ | 11 |  | 0
3292 | 3605 | 11 | 1 | 339 |  | 339 |  | Prescribed tests to determine degree of compaction or other properties of ground or filling
3293 | 3606 | 11 | 1 | 339 | 13 | 339.13 |  | Modified AASHTO Density test | No | 5 |  | 0
3294 | 3607 | 11 | 1 | 339 | 14 | 339.14 |  | Field Density test including "Optimum Moisture Content" test (four readings per test) | No | 2 |  | 0
3296 | 391 | 11 | 2 | 341 |  | 341 |  | SECTION NO. 11 BILL NO. 2
3297 | 392 | 11 | 2 | 341 |  | 341 |  | CONCRETE, FORMWORK AND REINFORCEMENT
3298 | 3610 | 11 | 2 | 341 |  | 341 |  | Cost of tests
3299 | 3611 | 11 | 2 | 341 |  | 341 |  | The costs of making, storing and testing of concrete test cubes as required under clause 7 "Tests" of SABS 1200 G shall include the cost of providing cube moulds necessary for the purpose, for testing costs and for submitting reports on the tests for approval. The testing shall be undertaken by an approved independent firm or institution nominated by the contractor (test cubes are measured separately)
3300 | 3612 | 11 | 2 | 341 |  | 341 |  | Breeze concrete
3301 | 3613 | 11 | 2 | 341 |  | 341 |  | Breeze concrete shall consist of twelve parts clean dry furnace ash, free from coal or other foreign matter, to one part cement (1:12); the ash graded up to particles which will pass a 16,5mm ring from a minimum which fails to pass a 4,75mm mesh. The finer materials from the screening are to be first mixed with the cement into a mortar and the ash added afterwards and thoroughly incorporated
3302 | 3614 | 11 | 2 | 341 |  | 341 |  | Lightweight concrete
3303 | 3615 | 11 | 2 | 341 |  | 341 |  | Lightweight concrete shall have a density of 600kg/m3 for the top 50mm and 400kg/m3 for the remaining thickness. The minimum thickness at outlets, channels, etc shall be 50mm
3304 | 3616 | 11 | 2 | 341 |  | 341 |  | Formwork
3305 | 3617 | 11 | 2 | 341 |  | 341 |  | Descriptions of formwork shall be deemed to include use and waste only (except where described as "left in" or "permanent"), for fitting together in the required forms, wedging, plumbing and fixing to true angles and surfaces as necessary to ensure easy release during stripping and for reconditioning as necessary before re-use
3306 | 3618 | 11 | 2 | 342 |  | 342 |  | The vertical strutting shall be carried down to such construction as is sufficiently strong to afford the required support without damage and shall remain in position until the newly constructed work is able to support itself Formwork to soffits of solid slabs etc shall be deemed to be to slabs not exceeding 250mm thick unless otherwise described
3307 | 3619 | 11 | 2 | 342 |  | 342 |  | Formwork to soffits of slabs, beams, etc shall be deemed to be propped up exceeding 1,5m and not exceeding 3,5m high unless otherwise described Formwork to sides of bases, pile caps, ground beams, etc will only be measured where it is prescribed by the engineer for design reasons. Formwork necessitated by irregularity or collapse of excavated faces will not be measured and the cost thereof shall be deemed to be included in the allowance for taking the risk of collapse of the sides of the excavations, provision for which is made in "Earthworks
3308 | 3620 | 11 | 2 | 342 |  | 342 |  | UNREINFORCED CONCRETE CAST AGAINST EXCAVATED SURFACES
3309 | 6127 | 11 | 2 | 342 |  | 342 |  | 15MPa/19mm concrete
3310 | 3624 | 11 | 2 | 342 | 1 | 342.1 |  | Surface blinding under footings and bases | m³ | 1 |  | 0
3311 | 6128 | 11 | 2 | 342 |  | 342 |  | REINFORCED CONCRETE CAST AGAINST EXCAVATED SURFACES
3312 | 3621 | 11 | 2 | 342 |  | 342 |  | 25MPa/19mm concrete
3313 | 3622 | 11 | 2 | 342 | 2 | 342.2 |  | Bases | m³ | 2 |  | 0
3314 | 3625 | 11 | 2 | 342 | 3 | 342.3 |  | Strip footings | m³ | 2 |  | 0
3315 | 3626 | 11 | 2 | 342 |  | 342 |  | REINFORCED CONCRETE CAST IN FORMWORK
3316 | 3627 | 11 | 2 | 342 |  | 342 |  | 25MPa/19mm concrete
3317 | 3628 | 11 | 2 | 342 | 4 | 342.4 |  | Surface beds on waterproofing (including thickenings) | m³ | 7 |  | 0
3318 | 3629 | 11 | 2 | 343 |  | 343 |  | TEST CUBES
3319 | 3630 | 11 | 2 | 343 | 5 | 343.5 |  | Making and testing 150 x 150 x 150mm concrete strength test cube (Provisional) | No | 2 |  | 0
3320 | 3631 | 11 | 2 | 343 |  | 343 |  | Finishing top surfaces of concrete smooth with a steel trowel
3321 | 3632 | 11 | 2 | 343 | 6 | 343.6 |  | Surface beds, slabs, etc to falls | m² | 69 |  | 0
3322 | 3633 | 11 | 2 | 343 |  | 343 |  | ROUGH FORMWORK (DEGREE OF ACCURACY II)
3323 | 3634 | 11 | 2 | 343 |  | 343 |  | Rough formwork to sides
3324 | 3635 | 11 | 2 | 343 | 7 | 343.7 |  | Edges, risers, ends and reveals not exceeding 300mm high or wide | m | 36 |  | 0
3325 | 3636 | 11 | 2 | 343 |  | 343 |  | MOVEMENT JOINTS ETC
3326 | 3637 | 11 | 2 | 343 |  | 343 |  | Expansion joints with 10mm softboard and sealant between vertical concrete and brick surfaces
3327 | 3638 | 11 | 2 | 343 | 8 | 343.8 |  | Not exceeding 300mm high to edges of surface beds | m | 58 |  | 0
3328 | 3639 | 11 | 2 | 343 |  | 343 |  | Expansion joints with between vertical concrete surfaces, including necessary formwork
3329 | 3640 | 11 | 2 | 343 | 9 | 343.9 |  | 3x35mm Saw-cut joints in top of concrete including 8xream and 10mm backing cord with 8 x 13mm sealant (exposed slabs) | m | 36 |  | 0
3330 | 3641 | 11 | 2 | 343 | 10 | 343.1 |  | 3 x 40mm Saw-cut joints in top of concrete | m | 7 |  | 0
3331 | 3642 | 11 | 2 | 343 |  | 343 |  | Horizontal construction joints through concrete including thick cement slurry to one face
3332 | 3643 | 11 | 2 | 343 | 11 | 343.11 |  | Surface beds not exceeding 300mmm thick as per engineers details | m | 24 |  | 0
3333 | 3644 | 11 | 2 | 343 |  | 343 |  | REINFORCEMENT
3334 | 3645 | 11 | 2 | 343 |  | 343 |  | Mild steel reinforcement to structural concrete work
3335 | 3646 | 11 | 2 | 343 | 12 | 343.12 |  | Y10mm Diameter bars | t | 1 |  | 0
3336 | 3647 | 11 | 2 | 344 | 13 | 344.13 |  | Y8mm Diameter bars | t | 1 |  | 0
3337 | 3648 | 11 | 2 | 344 |  | 344 |  | Fabric reinforcement
3338 | 3649 | 11 | 2 | 344 | 14 | 344.14 |  | Type 193 fabric reinforcement in concrete surface beds etc | m² | 69 |  | 0
3340 | 394 | 11 | 3 | 346 |  | 346 |  | SECTION NO. 11 BILL NO. 3
3341 | 395 | 11 | 3 | 346 |  | 346 |  | MASONRY
3342 | 3652 | 11 | 3 | 346 |  | 346 |  | BRICKWORK
3343 | 3653 | 11 | 3 | 346 |  | 346 |  | Sizes in descriptions
3344 | 3654 | 11 | 3 | 346 |  | 346 |  | Where sizes in descriptions are given in brick units, "one brick" shall represent the length and "half brick" the width of a brick
3345 | 3655 | 11 | 3 | 346 |  | 346 |  | Walls in two skins described as "bagged and sealed" shall be deemed to include having the outer face of the inner skin bagged with 1:6 cement and sand mixture and sealed with two coats bitumen emulsion waterproofing coating
3346 | 3656 | 11 | 3 | 346 |  | 346 |  | Face bricks
3347 | 3657 | 11 | 3 | 346 |  | 346 |  | Bricks shall be ordered timeously to obtain uniformity in size and colour Pointing
3348 | 3658 | 11 | 3 | 346 |  | 346 |  | Descriptions of recessed pointing to fair face brickwork and face brickwork shall be deemed to include square recessed, hollow recessed, weathered pointing, etc
3349 | 3659 | 11 | 3 | 346 |  | 346 |  | BLOCKWORK
3350 | 3660 | 11 | 3 | 346 |  | 346 |  | Concrete masonry units
3351 | 3661 | 11 | 3 | 346 |  | 346 |  | Blocks are to be either solid or hollow modular dense concrete masonry units having a compressive strength of 7MPa
3352 | 3662 | 11 | 3 | 347 |  | 347 |  | Wall ties for blockwork
3353 | 3663 | 11 | 3 | 347 |  | 347 |  | Wall ties shall be polypropylene ties complying with BS 76377. Ties for hollow walls shall be of sufficient length to allow not less than 75mm of each end to be built into the blockwork. Ties are to be spaced at intervals of not more than 1m in the horizontal direction and not more than 400mm staggered in the vertical direction except at openings, vertical joints or ends of walls where they are to be placed vertically above each other Blockwork
3354 | 3664 | 11 | 3 | 347 |  | 347 |  | Blockwork shall comply with SANS 10145 "Concrete Masonry Construction" Surfaces to be plastered shall have joints raked out to a depth of at least 10mm to provide a key. Cavities of hollow walls shall be kept free of mortar droppings or other undesirable matter. Every second perpend of the bottom course of the external skin of hollow walls shall be left open as a weep hole Standard complementary blocks
3355 | 3665 | 11 | 3 | 347 |  | 347 |  | Descriptions of blockwork shall be deemed to include standard complementary blocks such as corner, three-quarter, half and quarter blocks required in the construction of corners, reveals, jambs, ends, etc to solid and hollow walls and for bonding as necessary
3356 | 3666 | 11 | 3 | 347 |  | 347 |  | DECORATIVE BLOCKS
3357 | 3667 | 11 | 3 | 347 |  | 347 |  | Blocks shall be of approved manufacture, sound, well burnt or cured and uniform and true in size, shape and colour
3358 | 3668 | 11 | 3 | 347 |  | 347 |  | BRICKWORK
3359 | 6145 | 11 | 3 | 347 |  | 347 |  | Description of brickwork is measured inclusive of all reinforcement, mortar, ties, mortar fillet and closing of cavities and rates should be inclusive of such
3360 | 3669 | 11 | 3 | 347 |  | 347 |  | FOUNDATIONS (PROVISIONAL)
3361 | 3670 | 11 | 3 | 347 | 1 | 347.1 |  | 300mm Hollow walls of two half brick skins | m² | 41 |  | 0
3362 | 3671 | 11 | 3 | 348 |  | 348 |  | SUPERSTRUCTURE
3363 | 3672 | 11 | 3 | 348 |  | 348 |  | Brickwork of NFP bricks in class II mortar in load bearing walls
3364 | 3673 | 11 | 3 | 348 | 2 | 348.2 |  | Half brick walls in beamfilling | m² | 7 |  | 0
3365 | 3674 | 11 | 3 | 348 | 3 | 348.3 |  | One brick walls | m² | 176 |  | 0
3366 | 3675 | 11 | 3 | 348 |  | 348 |  | Steel bar reinforcement
3367 | 3676 | 11 | 3 | 348 | 4 | 348.4 |  | 8mm Diameter mild steel bars built in horizontally | t | 1 |  | 0
3368 | 3677 | 11 | 3 | 348 | 5 | 348.5 |  | 8mm Diameter high tensile steel bars built in horizontally | t | 1 |  | 0
3369 | 3678 | 11 | 3 | 348 |  | 348 |  | Prestressed fabricated concrete lintels including necessary temporary supports
3370 | 3679 | 11 | 3 | 348 | 6 | 348.6 |  | 75 x 110mm Lintels in lengths not exceeding 3m | m | 10 |  | 0
3371 | 3680 | 11 | 3 | 348 | 7 | 348.7 |  | 75 x 220mm Lintels in lengths exceeding 3m and not exceeding 4,5m | m | 10 |  | 0
3372 | 3681 | 11 | 3 | 348 | 8 | 348.8 |  | 220 x 110mm Lintels in lengths exceeding 4,5m and not exceeding 6m | m | 10 |  | 0
3373 | 3682 | 11 | 3 | 348 |  | 348 |  | Turning pieces to lintels etc
3374 | 3683 | 11 | 3 | 348 | 9 | 348.9 |  | 220mm Wide turning pieces | m | 36 |  | 0
3375 | 3684 | 11 | 3 | 348 |  | 348 |  | Air bricks etc
3376 | 3685 | 11 | 3 | 348 | 10 | 348.1 |  | 229 x 152mm Terracotta vermin proof air brick | No | 2 |  | 0
3377 | 3686 | 11 | 3 | 348 |  | 348 |  | FACE BRICKWORK
3378 | 3687 | 11 | 3 | 348 |  | 348 |  | Sapphire Imperial FBS clay face brick, jointed in Class II mortar and pointed with flush vertical and flush horizontal joints
3379 | 3688 | 11 | 3 | 348 | 11 | 348.11 |  | Extra over brickwork for face brickwork for one side of one brick wall | m² | 10 |  | 0
3380 | 3689 | 11 | 3 | 348 | 12 | 348.12 |  | Extra over brickwork for face brickwork for one side of one brick wall internally up to 900mm high above FFL | m² | 49 |  | 0
3381 | 3690 | 11 | 3 | 349 | 13 | 349.13 |  | Extra over face brickwork both sides of one brick wall | m² | 123 |  | 0
3382 | 3691 | 11 | 3 | 349 |  | 349 |  | Brick-on-edge header course copings, sills, lintels, etc of "Sapphire Imperial FBS Clay" face bricks, pointed with flush recessed joints on all exposed faces
3383 | 3692 | 11 | 3 | 349 | 14 | 349.14 |  | 220mm Copings on top of one brick walls | m | 19 |  | 0
3384 | 3693 | 11 | 3 | 349 | 15 | 349.15 |  | Facebrick lintels | m | 10 |  | 0
3385 | 3694 | 11 | 3 | 349 |  | 349 |  | WINDOW SILLS
3386 | 3695 | 11 | 3 | 349 |  | 349 |  | Facebrick to as per above spec
3387 | 3696 | 11 | 3 | 349 | 16 | 349.16 |  | 110mm Face Brick window sills flat and slightly projecting | m | 235 |  | 0
3389 | 397 | 11 | 4 | 351 |  | 351 |  | SECTION NO. 11 BILL NO. 4
3390 | 398 | 11 | 4 | 351 |  | 351 |  | WATERPROOFING
3391 | 3699 | 11 | 4 | 351 |  | 351 |  | Waterproofing
3392 | 3700 | 11 | 4 | 351 |  | 351 |  | Waterproofing of roofs, basements, etc shall be laid under a ten year guarantee. Waterproofing to roofs shall be laid to even falls to outlets etc with necessary ridges, hips and valleys. Descriptions of sheet or membrane waterproofing shall be deemed to include additional labour to turn-ups and turn-downs
3393 | 3701 | 11 | 4 | 351 |  | 351 |  | DAMPPROOFING OF WALLS AND FLOORS
3394 | 3702 | 11 | 4 | 351 |  | 351 |  | One layer 375 micron embossed polyethylene dampproof course (SANS 952-1985 type B)
3395 | 3703 | 11 | 4 | 351 | 1 | 351.1 |  | In walls | m² | 13 |  | 0
3396 | 3704 | 11 | 4 | 351 |  | 351 |  | One layer 250 micron green polyethylene waterproof sheeting SANS 952-1985 type C sealed at laps with PVC self-adhesive tape
3397 | 3705 | 11 | 4 | 351 | 2 | 351.2 |  | Under surface beds | m² | 69 |  | 0
3398 | 3706 | 11 | 4 | 351 | 3 | 351.3 |  | Vertically between walls | m² | 10 |  | 0
3399 | 3707 | 11 | 4 | 351 |  | 351 |  | Mastic or silicone sealing compound including backing cord, bond breaker, primer, etc
3400 | 3708 | 11 | 4 | 351 | 4 | 351.4 |  | 6 x 10mm In saw cut joints in floors | m | 116 |  | 0
3402 | 400 | 11 | 5 | 352 |  | 352 |  | SECTION NO. 11 BILL NO. 5
3403 | 401 | 11 | 5 | 352 |  | 352 |  | ROOF COVERINGS, CLADDINGS, ETC.
3404 | 3711 | 11 | 5 | 352 |  | 352 |  | Where battens for roof coverings form part of the plate nailed timber roof truss design it shall be included under the roof construction in the "Carpentry and Joinery" trade and not under this trade
3405 | 3712 | 11 | 5 | 352 |  | 352 |  | PROFILED METAL SHEETING AND ACCESSORIES
3406 | 3713 | 11 | 5 | 352 |  | 352 |  | 0.6mm Colomate finished galvanised metal IBR roof Sheeting @ 15 degrees pitch laid on insulation fixed to timber purlins and trusses
3407 | 3714 | 11 | 5 | 352 | 1 | 352.1 |  | Roof covering with pitches not exceeding 25 degrees | m² | 59 |  | 0
3408 | 3715 | 11 | 5 | 352 | 2 | 352.2 |  | Side cladding not exceeding 250mm | m² | 5 |  | 0
3409 | 3716 | 11 | 5 | 352 | 3 | 352.3 |  | Ridge or Valley flashing | m | 6 |  | 0
3410 | 3717 | 11 | 5 | 352 | 4 | 352.4 |  | Ridge Closer | m | 9 |  | 0
3411 | 3718 | 11 | 5 | 352 |  | 352 |  | ROOF AND WALL INSULATION
3412 | 3719 | 11 | 5 | 352 |  | 352 |  | Multi-layered reinforced double-sided aluminium foil sheeting in accordance with SANS 1381-4 with a mass of not less than 293g/m×"½ and a Class I fire rating in accordance with SANS 0177-3
3413 | 3720 | 11 | 5 | 352 | 5 | 352.5 |  | 135mm Lightweight non combustible fibre glass Insulation blanket laid taut over purlins at approximately 750mm centres and fixed concurrent with roof covering with stapled longitudinal flap joints, including fixing at top and bottom edges to purlins with and including hoop iron straps | m² | 47 |  | 0
3415 | 403 | 11 | 6 | 353 |  | 353 |  | SECTION NO. 11 BILL NO. 6
3416 | 404 | 11 | 6 | 353 |  | 353 |  | CARPENTRY & JOINERY
3417 | 3723 | 11 | 6 | 353 |  | 353 |  | Fixing
3418 | 3724 | 11 | 6 | 353 |  | 353 |  | Items described as "nailed" shall be deemed to be fixed with hardened steel nails or pins, or to be shot-pinned, to brickwork or concrete
3419 | 3725 | 11 | 6 | 353 |  | 353 |  | Items described as "plugged" shall be deemed to include screwing to fibre, plastic or metal plugs at not exceeding 500mm centres, and where described as "bolted", the bolts have been given elsewhere
3420 | 3726 | 11 | 6 | 353 |  | 353 |  | Decorative thermosetting plastic laminate covering
3421 | 3727 | 11 | 6 | 353 |  | 353 |  | Laminate covering shall be glued under pressure and edge strips of same shall be butt jointed at junctions with adjacent similar finish
3422 | 3728 | 11 | 6 | 353 |  | 353 |  | SUPPLEMENTARY PREAMBLES
3423 | 3729 | 11 | 6 | 353 |  | 353 |  | Trusses are at maximum 750mm centres
3424 | 3730 | 11 | 6 | 353 |  | 353 |  | 0.6mm Colomate finished galvanised metal IBR roof Sheeting @ 15 degrees pitch laid on insulation fixed to timber purlins and trussesRoof covering is type on purlins
3425 | 3731 | 11 | 6 | 353 |  | 353 |  | Ceiling is 6mm sheeting edge flush plastered on 38 x 38mm brandering
3426 | 3732 | 11 | 6 | 353 |  | 353 |  | References given in descriptions refer to the respective types of trusses detailed on the architect's/engineer's drawings numbered C100 RevA annexed to these bills of quantities accompanying these bills of quantities for tender purposes Dimensions in descriptions of trusses are nominal and actual measurements are to be obtained from the architect/engineer and/or taken on site before design or fabrication commences
3427 | 3733 | 11 | 6 | 354 |  | 354 |  | Sawn softwood grade S5/S7
3428 | 3734 | 11 | 6 | 354 | 1 | 354.1 |  | Roof construction to double pitched roof with two hipped ends, 12.2 x 6.5m overall on plan x 1.893mm high overall, including trusses, jack rafters, permanent bracing and 76 x 50mm battens at 750mm 38 x 38mm purlins centres for roof covering (wall plates elsewhere) complete and signed of by engineer | No | 1 |  | 0
3429 | 3735 | 11 | 6 | 354 | 2 | 354.2 |  | Wall plates | m | 30 |  | 0
3430 | 3736 | 11 | 6 | 354 |  | 354 |  | EAVES, VERGES, ETC
3431 | 3737 | 11 | 6 | 354 |  | 354 |  | Sawn softwood
3432 | 3738 | 11 | 6 | 354 | 3 | 354.3 |  | 78 x 78mm Branders | m | 135 |  | 0
3433 | 3739 | 11 | 6 | 354 | 4 | 354.4 |  | 250 x 20mm Fascias | m | 18 |  | 0
3434 | 3740 | 11 | 6 | 354 |  | 354 |  | TIMBER DOORS, WINDOWS, ETC
3435 | 3741 | 11 | 6 | 354 |  | 354 |  | Fire doors
3436 | 3742 | 11 | 6 | 354 |  | 354 |  | Fire doors are to be in accordance with SANS 1253
3437 | 3743 | 11 | 6 | 354 |  | 354 |  | DOORS ETC
3438 | 3744 | 11 | 6 | 354 | 5 | 354.5 |  | 813 X 2032 X 40mm Solid core flush masonite panel door | No | 3 |  | 0
3439 | 3745 | 11 | 6 | 354 | 6 | 354.6 |  | 762 X 2032 X 40mm Solid core flush masonite panel door | No | 8 |  | 0
3440 | 3746 | 11 | 6 | 354 |  | 354 |  | WINDOWS
3441 | 3747 | 11 | 6 | 354 |  | 354 |  | Standard hardboard
3442 | 3748 | 11 | 6 | 354 | 7 | 354.7 |  | 10mm Duct covers in 500mm widths, fixed at 250mm centres along edges with chromium plated dome headed screws in cup washers | m² | 27 |  | 0
3444 | 406 | 11 | 7 | 356 |  | 356 |  | SECTION NO. 11 BILL NO. 7
3445 | 407 | 11 | 7 | 356 |  | 356 |  | CEILINGS, PARTITIONS AND ACCESS FLOORING
3446 | 3750 | 11 | 7 | 356 |  | 356 |  | Fixing
3447 | 3751 | 11 | 7 | 356 |  | 356 |  | Items described as "nailed" shall be deemed to be fixed with hardened steel nails or pins, or to be shot-pinned, to brickwork or concrete
3448 | 3752 | 11 | 7 | 356 |  | 356 |  | Items described as "plugged" shall be deemed to include screwing to fibre, plastic or metal plugs at not exceeding 500mm centres, and where described as "bolted", the bolts have been given elsewhere
3449 | 3753 | 11 | 7 | 356 |  | 356 |  | Ceilings
3450 | 3754 | 11 | 7 | 356 |  | 356 |  | Unless otherwise described ceilings shall be deemed to be horizontal
3451 | 3755 | 11 | 7 | 356 |  | 356 |  | Bulkheads
3452 | 3756 | 11 | 7 | 356 |  | 356 |  | Unless otherwise described bulkheads shall be deemed to be horizontal along the length
3453 | 3757 | 11 | 7 | 356 |  | 356 |  | Steel components
3454 | 3758 | 11 | 7 | 356 |  | 356 |  | All steel components for ceilings, partitions, etc are to be galvanised in accordance with SANS 121
3455 | 3759 | 11 | 7 | 356 |  | 356 |  | NAILED-UP CEILINGS
3456 | 3760 | 11 | 7 | 356 |  | 356 |  | Installation of RhinoBoard 6.4mm including 38 x 38mm SA Pine brandering at 400mm centres in one direction, ceiling screws at 150mm c/c to timber at max 400mm c/c to tie beam. Including concealed grid with staggered joints, M strips and spot screw heards. Plus Isover 115mm thick Aerolite thermal ceiling insulation
3457 | 3761 | 11 | 7 | 356 | 1 | 356.1 |  | Ceilings nailed-up not exceeding 1m below roof trusses | m² | 20 |  | 0
3458 | 3762 | 11 | 7 | 357 |  | 357 |  | Installation of RhinoBoard 6.4mm including 38 x 38mm SA Pine brandering at 400mm centres in one direction, ceiling screws at 150mm c/c to timber at max 400mm c/c to tie beam. Including concealed grid with staggered joints, M strips and spot screw heards. Plus Isover 115mm thick Aerolite thermal ceiling insulation. Timber brandering shall be suitably fixed to the tie beam/joist.
3459 | 3763 | 11 | 7 | 357 | 2 | 357.2 |  | External nailed-up ceiling | m² | 10 |  | 0
3460 | 3764 | 11 | 7 | 357 |  | 357 |  | Cornice, perimeter trims, etc to ceiling
3461 | 3765 | 11 | 7 | 357 |  | 357 |  | Gypsum cornice, 75 x 75mm high
3462 | 3766 | 11 | 7 | 357 | 3 | 357.3 |  | Cornice | m | 40 |  | 0
3464 | 409 | 11 | 8 | 359 |  | 359 |  | SECTION NO. 11 BILL NO. 8
3465 | 410 | 11 | 8 | 359 |  | 359 |  | FLOOR COVERINGS, WALL LININGS, ETC.
3466 | 3768 | 11 | 8 | 359 |  | 359 |  | Fixing
3467 | 3769 | 11 | 8 | 359 |  | 359 |  | Floor coverings, wall linings, etc shall, where applicable, be fixed with adhesive as recommended by the manufacturers of the flooring, linings, etc FLOOR COVERINGS
3468 | 3770 | 11 | 8 | 359 |  | 359 |  | Fully flexible vinyl floor tiles, size 300 x 300 x 2.5mm thick, manufactured in accordance with SANS 786:2000, laid in adhesive spread with a trowel using Leveller when required and rolled with 68kg three section metal roller on completion.
3469 | 3771 | 11 | 8 | 359 | 1 | 359.1 |  | On new screeded floors | m² | 10 |  | 0
3470 | 3772 | 11 | 8 | 359 |  | 359 |  | Fully flexible vinyl floor skirting 2.5mm thick, manufactured in accordance with SANS 786:2000, laid in adhesive spread with a trowel using Leveller when required and rolled with 68kg three section metal roller on completion.
3471 | 3773 | 11 | 8 | 359 | 2 | 359.2 |  | 100mm High skirting | m | 10 |  | 0
3473 | 412 | 11 | 9 | 360 |  | 360 |  | SECTION NO. 11 BILL NO. 9
3474 | 413 | 11 | 9 | 360 |  | 360 |  | IRONMONGERY
3475 | 3776 | 11 | 9 | 360 |  | 360 |  | Proprietary items
3476 | 3777 | 11 | 9 | 360 |  | 360 |  | Where applicable the manufacturers' names or product catalogue titles are given in sub-headings preceding the items Prices are to be based on the specific products/articles specified. If tenderers wish to offer alternative products/articles for certain items, these items are to be clearly marked and the alternative specification given with supporting brochures etc clarifying the features of the products/articles offered On request returnable samples are to be provided to the principal agent for consideration
3477 | 6110 | 11 | 9 | 360 |  | 360 |  | HINGES, BOLTS, ETC
3478 | 3778 | 11 | 9 | 360 |  | 360 |  | Manufactured by Dorma or equally approved
3479 | 3779 | 11 | 9 | 360 | 1 | 360.1 |  | Dormakaba Stainless Steel floor mounted door stop, size 24 x 45mm, 2 x UNION two ball bearing butt hinge with Stainless Steel finish. 4 x lever lockset with Satin Chrome handle finish including powder coated 4 x lever lock with Zinc backplate. | No | 3 |  | 0
3480 | 3780 | 11 | 9 | 360 | 2 | 360.2 |  | stainless steel indicator bolts with Stainless Steel finish. 2 x two ball bearing butt hinge with Stainless Steel finish. Stainless Steel 152 x 76mm push plate, size 152 x 76mm - Wall mounted door stop | No | 8 |  | 0
3481 | 3781 | 11 | 9 | 360 |  | 360 |  | PUSH PLATES AND KICK PLATES
3482 | 3782 | 11 | 9 | 360 |  | 360 |  | 4mm Thick anodised aluminium plates countersunk screwed along edges at not exceeding 200mm centres
3483 | 3783 | 11 | 9 | 360 | 3 | 360.3 |  | 813 x 250mm Kick plate | No | 8 |  | 0
3484 | 3784 | 11 | 9 | 361 |  | 361 |  | DOOR CLOSERS
3485 | 3785 | 11 | 9 | 361 |  | 361 |  | Manufactured by "Dorma
3486 | 3786 | 11 | 9 | 361 | 4 | 361.4 |  | Door closer | No | 3 |  | 0
3487 | 3787 | 11 | 9 | 361 |  | 361 |  | BATHROOM FITTINGS
3488 | 3788 | 11 | 9 | 361 |  | 361 |  | Manufactured by Dorma or equally approved
3489 | 3789 | 11 | 9 | 361 | 5 | 361.5 |  | San 006 - TOILET ROLL HOLDER Standard stainless steel wall mounted lockable toilet roll holder | No | 8 |  | 0
3490 | 3790 | 11 | 9 | 361 | 6 | 361.6 |  | San 007 - SOAP DISPENSER Standard stainless steel wall mounted soap dispenser | No | 7 |  | 0
3491 | 3791 | 11 | 9 | 361 | 7 | 361.7 |  | San 009 - WASTE BIN Waste container - 1,25mm thick 18/10 satin stainless steel perforated waste containers, size 380x410x205mm deep, with 180 degree radius front and perforated facia pattern, waste bin capacity of 23 litres, with lock, plugged and screwed to the wall with stainless steel screws | No | 6 |  | 0
3492 | 3792 | 11 | 9 | 361 | 8 | 361.8 |  | San 010 - ROBE HOOK - chrome plated robe hook size 89 x 57mm wide, plugged and screwed to wall | No | 5 |  | 0
3493 | 3793 | 11 | 9 | 361 |  | 361 |  | STEEL LOCKERS
3494 | 3794 | 11 | 9 | 361 |  | 361 |  | steel lockers with standard baked enamel finish
3495 | 3795 | 11 | 9 | 361 | 9 | 361.9 |  | Set of steel lockers as per architectural details and design | No | 2 |  | 0
3497 | 415 | 11 | 10 | 363 |  | 363 |  | SECTION NO. 11 BILL NO. 10
3498 | 416 | 11 | 10 | 363 |  | 363 |  | METALWORK
3499 | 3798 | 11 | 10 | 363 |  | 363 |  | Descriptions of bolts, anchors, etc
3500 | 3799 | 11 | 10 | 363 |  | 363 |  | Descriptions of bolts shall be deemed to include nuts and washers
3501 | 3800 | 11 | 10 | 363 |  | 363 |  | Descriptions of expansion anchors and bolts and chemical anchors and bolts shall be deemed to include nuts, washers and mortices in brickwork or concrete
3502 | 3801 | 11 | 10 | 363 |  | 363 |  | Items described as "holed for bolt(s)" shall be deemed to exclude the bolts unless otherwise described
3503 | 3802 | 11 | 10 | 363 |  | 363 |  | Items described as "plugged" shall be deemed to include screwing to fibre, plastic or metal plugs at not exceeding 600mm centres
3504 | 3803 | 11 | 10 | 363 |  | 363 |  | Aluminium doors, windows, etc
3505 | 3804 | 11 | 10 | 363 |  | 363 |  | Doors and windows shall comply with AAAMSA design criteria Glazing shall comply with SAGGA regulations. Glass thickness shall comply with SAGGA regulations irrespective of thicknesses shown on the schedules/drawings Doors and windows shall be supplied with protective tape and plastic and shall be removed only once surrounding trades have been completed For purpose made windows and doors, refer to drawings annexed to these bills of quantities
3506 | 3805 | 11 | 10 | 363 |  | 363 |  | The following certificates shall be provided prior to commencement of site work:1 A copy of the relevant AAAMSA Performance Test Certificate from the manufacturer/contractor supplying the architectural aluminium product 2 A Certificate of Conformance confirming that anodising or powder coating has been processed in accordance with SANS 999 and SANS 1796 respectively
3507 | 3806 | 11 | 10 | 364 |  | 364 |  | A powder guarantee of not less than 15 years issued by the powder manufacturer. The specific conditions contained in this guarantee shall form part of the powder coating process 4 A Certificate of Conformance confirming that glazing has been installed in accordance with SANS 0137, ensuring that safety glazing materials have been installed in the mandatory areas and that each individual pane of safety glazing materials has been permanently marked5 A warranty from the manufacturer of the laminated safety glass and/or hermetically sealed glazing units guaranteeing the products against delamination and colour degradation for a period of not less than five years
3508 | 3807 | 11 | 10 | 364 |  | 364 |  | PRESSED STEEL DOOR FRAMES
3509 | 3808 | 11 | 10 | 364 |  | 364 |  | GALVANISED PRESSED STEEL DOOR FRAMES
3510 | 3809 | 11 | 10 | 364 |  | 364 |  | 1,2mm Rebated frames suitable for half brick walls with hinges
3511 | 3810 | 11 | 10 | 364 | 1 | 364.1 |  | 762 X 2032 X 40mm door | No | 8 |  | 0
3512 | 3811 | 11 | 10 | 364 |  | 364 |  | 1,2mm Double rebated frames suitable for one brick walls WITH 1 PAIR OF HINGES
3513 | 3812 | 11 | 10 | 364 | 2 | 364.2 |  | Frame for 762 X 2032 X 40mm door | No | 3 |  | 0
3514 | 3813 | 11 | 10 | 364 |  | 364 |  | Preparation of frames for fixing of ironmongery
3515 | 3814 | 11 | 10 | 364 | 3 | 364.3 |  | Arm of door closer | No | 3 |  | 0
3516 | 3815 | 11 | 10 | 364 |  | 364 |  | GALVANISED STEEL WINDOWS, DOORS, ETC
3517 | 3817 | 11 | 10 | 364 |  | 364 |  | Standard school windows
3518 | 3818 | 11 | 10 | 364 | 4 | 364.4 |  | Top hung standard steel window, finished in Grey oxide primer, size 1 022mm x 654mm high, fitted with B1 burglar bars. Window to comply strictly to SABS as well as the AAAMSA standards concerning sections, size and opening section. Joints between window frame and wall opening to be sealed water tight with an approved sealant | No | 4 |  | 0
3519 | 3819 | 11 | 10 | 365 | 5 | 365.5 |  | Top hung standard steel window, finished in Grey oxide primer, size 1 511mm x 654mm high, fitted with B1 burglar bars. Window to comply strictly to SABS as well as the AAAMSA standards concerning sections, size and opening section. Joints between window frame and wall opening to be sealed water tight with an approved sealant | No | 2 |  | 0
3521 | 418 | 11 | 11 | 367 |  | 367 |  | SECTION NO. 11 BILL NO. 11
3522 | 419 | 11 | 11 | 367 |  | 367 |  | PLASTERING
3523 | 3821 | 11 | 11 | 367 |  | 367 |  | GRANOLITHIC
3524 | 3822 | 11 | 11 | 367 |  | 367 |  | Method
3525 | 3823 | 11 | 11 | 367 |  | 367 |  | The method to be used shall be either the monolithic method or the bonded method
3526 | 3824 | 11 | 11 | 367 |  | 367 |  | Preparation
3527 | 3825 | 11 | 11 | 367 |  | 367 |  | For granolithic applied monolithically, the concrete floor shall be swept clean after bleeding of the concrete has ceased and the slab has begun to stiffen; any remaining bleed water shall be removed and the granolithic applied immediately thereafter. For granolithic to be bonded to the floor slab after it has hardened, the slab surface shall be hacked (preferably by mechanical means) until all laitance, dirt, oil, etc is dislodged and swept clean of all loose matter. The slab shall then be wetted and kept damp for at least six hours before applying the granolithic
3528 | 3826 | 11 | 11 | 367 |  | 367 |  | Mix
3529 | 3827 | 11 | 11 | 367 |  | 367 |  | Granolithic shall attain a compressive strength of at least 41MPa. The coarse aggregate shall comply with SANS 1083 and shall generally be capable of passing a 10mm mesh sieve. Where the thickness of the granolithic exceeds 25mm, the size of the coarse aggregate shall be increased to the maximum size compatible with the thickness of the granolithic
3530 | 3828 | 11 | 11 | 367 |  | 367 |  | Panels
3531 | 3829 | 11 | 11 | 367 |  | 367 |  | Granolithic shall be laid in panels not exceeding 14m"² for monolithic finishes, not exceeding 9,5m"² for bonded finishes and not exceeding 6m"² for all external granolithic. Wherever possible, panels shall be square but at no time should the length of the panel exceed 1,5 times its width
3532 | 3830 | 11 | 11 | 368 |  | 368 |  | Where possible joints between panels shall be positioned over joints in the floor slab and shall be at least 3mm wide through the full thickness of the finish, separated by strips of wood or fibreboard and finished with V-joints
3533 | 3831 | 11 | 11 | 368 |  | 368 |  | Laying
3534 | 3832 | 11 | 11 | 368 |  | 368 |  | Monolithic granolithic shall be applied to the partially set slab and thoroughly compacted and lightly wood floated to the required levels
3535 | 3833 | 11 | 11 | 368 |  | 368 |  | Bonded granolithic shall be applied to the slab after applying a 1:1 sand-and-cement slurry brushed over the surface and allowed to partially set before applying the granolithic. The granolithic shall be throughly compacted and lightly wood floated to the required levels
3536 | 3834 | 11 | 11 | 368 |  | 368 |  | After wood floating, the monolithic and bonded granolithic shall remain undisturbed until bleeding has ceased and the surface has stiffened. Any remaining bleed water and laitance shall then be removed and the surface steel trowelled or power floated
3537 | 3835 | 11 | 11 | 368 |  | 368 |  | Curing, seasoning and protection
3538 | 3836 | 11 | 11 | 368 |  | 368 |  | Granolithic shall be covered with clean hessian with waterproof building foil over and kept wet for at least seven days after laying
3539 | 3837 | 11 | 11 | 368 |  | 368 |  | SCREEDS
3540 | 3838 | 11 | 11 | 368 |  | 368 |  | Self Levelling Screeds on concrete
3541 | 3839 | 11 | 11 | 368 | 1 | 368.1 |  | 30mm Thick self levelling screed on floors and landings | m² | 20 |  | 0
3542 | 3840 | 11 | 11 | 368 |  | 368 |  | INTERNAL PLASTER
3543 | 3841 | 11 | 11 | 368 |  | 368 |  | Plaster mix for rough brick walls, composed of 1 part : and 6 parts sand 10mm - 20mm thick finished with a steel trowel to rough brick walls, in accordance with SANS 50197-1
3544 | 3842 | 11 | 11 | 368 | 2 | 368.2 |  | On walls | m² | 40 |  | 0
3546 | 421 | 11 | 12 | 370 |  | 370 |  | SECTION NO. 11 BILL NO. 12
3547 | 422 | 11 | 12 | 370 |  | 370 |  | TILING
3548 | 3844 | 11 | 12 | 370 |  | 370 |  | Patterns
3549 | 3845 | 11 | 12 | 370 |  | 370 |  | Unless otherwise described, tiles shall be laid with continuous joints in both directions
3550 | 3846 | 11 | 12 | 370 |  | 370 |  | Fixing
3551 | 3847 | 11 | 12 | 370 |  | 370 |  | Unless described as "fixed with adhesive to plaster (plaster elsewhere)" descriptions of tiling on brick or concrete walls, columns, etc shall be deemed to include 1:4 cement plaster backing and descriptions of tiling on concrete floors etc shall be deemed to include 1:3 plaster bedding
3552 | 3848 | 11 | 12 | 370 |  | 370 |  | Tiling described as "fixed with adhesive on power floated concrete" shall be deemed to include for approved tiling key-coat
3553 | 3849 | 11 | 12 | 370 |  | 370 |  | Ceramic, porcelain, marble and granite tiles are to be fixed and grouted with suitable adhesives and grouts as recommended by the manufacturer of the tiles
3554 | 3850 | 11 | 12 | 370 |  | 370 |  | WALL TILING
3555 | 3851 | 11 | 12 | 370 |  | 370 |  | Ceramic tiles size 100 x 200mm, fixed to internal wall plaster backing with tile adhesive mixed with Bond in lieu of water with joints continuous in both directions and grouted
3556 | 3852 | 11 | 12 | 370 | 1 | 370.1 |  | On walls | m² | 15 |  | 0
3557 | 3853 | 11 | 12 | 370 | 2 | 370.2 |  | Skirting tile 100mm max high | m | 40 |  | 0
3558 | 3854 | 11 | 12 | 371 |  | 371 |  | FLOOR TILING
3559 | 3855 | 11 | 12 | 371 |  | 371 |  | Ceramic tiles size 300 x 300mm, fixed to internal wall plaster backing with tile adhesive mixed with Bond in lieu of water with joints continuous in both directions and grouted
3560 | 3856 | 11 | 12 | 371 | 3 | 371.3 |  | On floors and landings | m² | 20 |  | 0
3562 | 424 | 11 | 13 | 373 |  | 373 |  | SECTION NO. 11 BILL NO. 13
3563 | 425 | 11 | 13 | 373 |  | 373 |  | PLUMBING & DRAINAGE (PROVISIONAL)
3564 | 3858 | 11 | 13 | 373 |  | 373 |  | Wire gratings
3565 | 3859 | 11 | 13 | 373 |  | 373 |  | Descriptions of gutter outlets etc shall be deemed to include wire balloon gratings
3566 | 3860 | 11 | 13 | 373 |  | 373 |  | Stormwater channels
3567 | 3861 | 11 | 13 | 373 |  | 373 |  | Descriptions of channels shall be deemed to include necessary excavation, surface preparation, compaction, etc, and disposal of surplus material on site French drains
3568 | 3862 | 11 | 13 | 373 |  | 373 |  | Septic tanks
3569 | 3863 | 11 | 13 | 373 |  | 373 |  | Descriptions of proprietary type septic tanks shall be deemed to include excavation, bedding and jointing, concrete base slabs, jointing to drains and backfilling, compaction, etc all in accordance with the manufacturer's instructions and disposal of surplus material on site
3570 | 3864 | 11 | 13 | 373 |  | 373 |  | Stainless steel basins, sinks, wash troughs, urinals, etc
3571 | 3865 | 11 | 13 | 373 |  | 373 |  | Stainless steel for economy basins, domestic sinks and worktops shall be Type 430 (17/0) Stainless steel for urinals, basins, quality sinks, wash troughs, institutional equipment, etc shall be Type 304 (18/8) Stainless steel for laboratory sinks, photographic equipment, etc shall be Type 316 (18/8) Units shall have standard aprons on all exposed edges and tiling keys against walls where applicable
3572 | 3866 | 11 | 13 | 373 |  | 373 |  | Sealing of edges
3573 | 3867 | 11 | 13 | 373 |  | 373 |  | Outer edges of sinks, basins, baths, urinals, etc are to be sealed against adjacent surfaces with approved silicone
3574 | 3868 | 11 | 13 | 374 |  | 374 |  | PVC-U pipes and fittings
3575 | 3869 | 11 | 13 | 374 |  | 374 |  | Sewer and drainage pipes and fittings shall be jointed and sealed with butyl rubber rings Soil, waste and vent pipes and fittings shall be solvent weld jointed or sealed with butyl rubber rings
3576 | 3870 | 11 | 13 | 374 |  | 374 |  | PVC-U pressure pipes and fittings
3577 | 3871 | 11 | 13 | 374 |  | 374 |  | Pipes of 50mm diameter and smaller shall be plain ended with solvent welded PVC-U loose sockets and fittings Pipes of 63mm diameter and greater shall have sockets and spigots with push-in type integral rubber ring joints. Bends shall be PVC-U and all other fittings shall be cast iron, all with similar push-in type joints
3578 | 3872 | 11 | 13 | 374 |  | 374 |  | High density polyethylene (HDPe) pipes and fittings
3579 | 3873 | 11 | 13 | 374 |  | 374 |  | Pipes shall be type IV and of the class specified with compression fittings Polypropylene pipes
3580 | 3874 | 11 | 13 | 374 |  | 374 |  | Polypropylene pipes 54mm diameter and smaller shall be seamless copper coloured Class 16 pipes jointed with heat welded thermoplastic or where so described compression fittings Pipes shall be firmly fixed to walls, etc with coloured nylon snap-in pipe clips with provision for accommodating thermal movement and jointed and fixed strictly in accordance with the manufacturer's instructions
3581 | 3875 | 11 | 13 | 374 |  | 374 |  | Copper pipes
3582 | 3876 | 11 | 13 | 374 |  | 374 |  | Pipes shall be hard drawn and half-hard pipes of the class described. Class 0 (thin walled hard drawn) pipes shall not be bent. Class 1 (thin walled half-hard), Class 2 (half-hard) and Class 3 (heavy walled half-hard) pipes shall only be bent with benders with inner and outer formers. Fittings to copper waste, vent and anti-syphon pipes, capillary solder fittings. Capillary solder fittings shall comply with ISO 2016 Copper pipes are to be installed in accordance with the latest revision of the Code of Practice for Copper Plumbing soldering techniques. Flux, solder, etc to be strictly in accordance with the manufacturer's requirements with special attention to copper flux composition
3583 | 3877 | 11 | 13 | 375 |  | 375 |  | Reducing fittings
3584 | 3878 | 11 | 13 | 375 |  | 375 |  | Where fittings have reducing ends or branches they are described as "reducing" and only the largest end or branch size is given. Should the contractor wish to use other fittings and bushes or reducers he may do so on the understanding that no claim in this regard will be entertained Fixing of pipes
3585 | 3879 | 11 | 13 | 375 |  | 375 |  | Unless specifically otherwise stated, descriptions of pipes shall be deemed to include fixing to walls, etc, casting in, building in or suspending not exceeding 1m below suspension level
3586 | 3880 | 11 | 13 | 375 |  | 375 |  | Paper wrapping to pipes
3587 | 3881 | 11 | 13 | 375 |  | 375 |  | Pipes chased into brickwork must be wrapped with two layers of stout brown paper tied with wire. Rates are to include for wrapping around joints and fittings
3588 | 3882 | 11 | 13 | 375 |  | 375 |  | Disinfection of water pipework
3589 | 3883 | 11 | 13 | 375 |  | 375 |  | Water pipework is to be disinfected at completion
3590 | 3884 | 11 | 13 | 375 |  | 375 |  | Prices for wrapping of pipes shall include for all work as described to couplings in the length
3591 | 3885 | 11 | 13 | 375 |  | 375 |  | Laying, backfilling, bedding, etc of pipes
3592 | 3886 | 11 | 13 | 375 |  | 375 |  | Pipes shall be laid and bedded in accordance with manufacturers' instructions and trenches shall be carefully backfilled
3593 | 3887 | 11 | 13 | 375 |  | 375 |  | Where no manufacturers' instructions exist, pipes shall be laid in accordance with the relevant section of SANS 2001
3594 | 3888 | 11 | 13 | 375 |  | 375 |  | General
3595 | 3889 | 11 | 13 | 375 |  | 375 |  | Descriptions of service pipes and flexible connecting pipes shall be deemed to include connections to taps, cisterns, etc and to steel pipes (adaptors for connections to copper pipes, etc are given separately)
3596 | 3890 | 11 | 13 | 375 |  | 375 |  | Descriptions of WC pans, slop hoppers, etc shall be deemed to include for joints to soil pipes (pan connectors are separately measured)
3597 | 3891 | 11 | 13 | 376 |  | 376 |  | As-built drawings
3598 | 3897 | 11 | 13 | 376 |  | 376 |  | SANITARYWARE
3599 | 3898 | 11 | 13 | 376 | 1 | 376.1 |  | San 001 vitreous china "Hibiscus" close coupled 90"° outlet pan rim washdown pan and matching 9 litre front single flush cistern complete with lid and fitment. Top dual flushing option. White. Plumbing: 20mm Brushed chrome Econoflush front access junior concealed toilet flushmaster with integral shut-off valve, box stainless steel faceplate and chrome plated pushbutton assembly (includes flushpipes, elbow and pan connector). | No | 8 |  | 0
3600 | 3899 | 11 | 13 | 376 | 2 | 376.2 |  | San 008 Sanitaryware vitreous china 510mm x 405mm rounded Hibiscus basin with one or two tap hole, including integrated overflow and chain stay hole. Bolted to wall with 2x 10mm bolts.Basin Mixer single lever with pop up waste. 1_ 2" BSP female inlets. SANS 1480\ Paraplegic Toilets to be fitted with two MEDICAL Pillar taps elbow action.1/2" BSP MI SANS 226 TYPE 2. | No | 6 |  | 0
3601 | 3900 | 11 | 13 | 376 | 3 | 376.3 |  | San 011 - URINAL SANITARYWARE 565 x 275 x 310mm White vitreous china wall mounted back inlet urinal including 38mm chromium plated domical grating and chromium plated back inlet spreader and urinal division fixed with and including fixing screws and hanger brackets. | No | 3 |  | 0
3602 | 3901 | 11 | 13 | 376 | 4 | 376.4 |  | SANITARYWARE vitreous china Urinal division, complete with fixing screw and hanger bracket. | No | 2 |  | 0
3603 | 3902 | 11 | 13 | 376 |  | 376 |  | SOIL DRAINAGE
3604 | 3903 | 11 | 13 | 376 |  | 376 |  | All pipework includes fittings, joints etc. calculated by specialist pricing BOQ
3605 | 3904 | 11 | 13 | 376 | 5 | 376.5 |  | 50mm Waste pipe | m | 23 |  | 0
3606 | 3905 | 11 | 13 | 376 | 6 | 376.6 |  | 110mm pvc pipe laid to min falls 1:60. Pipes beneath slab to be encased in concrete | m | 11 |  | 0
3607 | 3906 | 11 | 13 | 376 | 7 | 376.7 |  | T junction with inspection eye | No | 8 |  | 0
3608 | 3907 | 11 | 13 | 376 | 8 | 376.8 |  | Brick sewer manhole | No | 2 |  | 0
3609 | 3908 | 11 | 13 | 376 | 9 | 376.9 |  | Gulley | No | 2 |  | 0
3610 | 3909 | 11 | 13 | 377 | 10 | 377.1 |  | Stub/vent valve | No | 8 |  | 0
3611 | 3910 | 11 | 13 | 377 | 11 | 377.11 |  | Floor drain | No | 2 |  | 0
3612 | 3911 | 11 | 13 | 377 | 12 | 377.12 |  | Testing | Item | 1 |  | 0
3613 | 3912 | 11 | 13 | 377 |  | 377 |  | WATER SUPPLY
3614 | 3913 | 11 | 13 | 377 |  | 377 |  | Class 1 copper pipes are recommended for high quality installations
3615 | 3914 | 11 | 13 | 377 | 13 | 377.13 |  | 22mm Pipes | m | 11 |  | 0
3616 | 3915 | 11 | 13 | 377 | 14 | 377.14 |  | 22mm Pipes chased into brickwork including brown paper lagging | m | 23 |  | 0
3617 | 3916 | 11 | 13 | 377 | 15 | 377.15 |  | Testing water pipe system | Item | 1 |  | 0
3619 | 427 | 11 | 14 | 379 |  | 379 |  | SECTION NO. 11 BILL NO. 14
3620 | 428 | 11 | 14 | 379 |  | 379 |  | GLAZING
3621 | 3919 | 11 | 14 | 379 |  | 379 |  | Float glass
3622 | 3920 | 11 | 14 | 379 |  | 379 |  | The term "float glass" is used for monolithic annealed glass
3623 | 3921 | 11 | 14 | 379 |  | 379 |  | Laminated glass
3624 | 3922 | 11 | 14 | 379 |  | 379 |  | GLAZING TO STEEL WITH PUTTY
3625 | 3923 | 11 | 14 | 379 |  | 379 |  | Windows to be glazed to SANS min. standards - 6.4mm Low-E glass in panes smaller than 0.5m2 all Fit with obscure glazing. All to comply with National building regulations see also glazing preambles for minimum standards.
3626 | 3924 | 11 | 14 | 379 | 1 | 379.1 |  | Panes exceeding 0,1m"² and not exceeding 0,5m"² | m² | 5 |  | 0
3627 | 3925 | 11 | 14 | 379 |  | 379 |  | TOPS, SHELVES, DOORS, MIRRORS, ETC
3628 | 3926 | 11 | 14 | 379 |  | 379 |  | 4mm Silvered float glass copper backed mirrors with 10mm bevelled and polished edges, fixed with double sided adhesive tape and silicone
3629 | 3927 | 11 | 14 | 379 | 2 | 379.2 |  | 450mm x 600mm High quality mirror complete with bevelled edges | No | 6 |  | 0
3631 | 430 | 11 | 15 | 380 |  | 380 |  | SECTION NO. 11 BILL NO. 15
3632 | 431 | 11 | 15 | 380 |  | 380 |  | PAINTWORK
3633 | 3929 | 11 | 15 | 380 |  | 380 |  | PREPARATORY WORK TO EXISTING WORK
3634 | 3930 | 11 | 15 | 380 |  | 380 |  | Previously painted plastered surfaces
3635 | 3931 | 11 | 15 | 380 |  | 380 |  | Surfaces shall be thoroughly washed down and allowed to dry completely before any paint is applied. Blistered or peeling paint shall be completely removed and cracks shall be opened, filled with a suitable filler and finished smooth
3636 | 3932 | 11 | 15 | 380 |  | 380 |  | Previously painted metal surfaces
3637 | 3933 | 11 | 15 | 380 |  | 380 |  | Surfaces shall be thoroughly rubbed and cleaned down. Blistered or peeling paint shall be completely removed down to bare metal
3638 | 3934 | 11 | 15 | 380 |  | 380 |  | Previously painted wood surfaces
3639 | 3935 | 11 | 15 | 380 |  | 380 |  | Surfaces shall be thoroughly cleaned down. Blistered or peeling paint shall be completely removed and cracks and crevices shall be primed, filled with suitable filler and finished smooth
3640 | 3936 | 11 | 15 | 380 |  | 380 |  | PAINT SPECIFICATIONS
3641 | 3937 | 11 | 15 | 380 |  | 380 |  | All painting shall be done in accordance with "Dulux" specifications unless otherwise described
3642 | 3938 | 11 | 15 | 380 |  | 380 |  | COLOURS
3643 | 6102 | 11 | 15 | 380 |  | 380 |  | Unless otherwise described paintwork on ceilings shall be deemed to be in the "White" colour group and paintwork on all other components shall be deemed to be in the "Pastel" colour group in accordance with the Natural Colour System (NCS) adopted by the SA National Standards
3644 | 3939 | 11 | 15 | 381 |  | 381 |  | PAINTWORK ETC TO NEW WORK
3645 | 3940 | 11 | 15 | 381 |  | 381 |  | ON FLOATED PLASTER
3646 | 3941 | 11 | 15 | 381 |  | 381 |  | Superior quality PVA acrylic paint (colour to be selected) to new interior cement plaster. One coat Primer and with two coats PVA
3647 | 3942 | 11 | 15 | 381 | 1 | 381.1 |  | On internal walls | m² | 40 |  | 0
3648 | 3943 | 11 | 15 | 381 | 2 | 381.2 |  | On external walls | m² | 10 |  | 0
3649 | 3944 | 11 | 15 | 381 |  | 381 |  | ON PLASTER BOARD
3650 | 3945 | 11 | 15 | 381 |  | 381 |  | Superior quality PVA acrylic paint (colour to be selected) to new gypsum ceilings. One coat Primer and finish with two coats Acrylic PVA
3651 | 3946 | 11 | 15 | 381 | 3 | 381.3 |  | On ceilings | m² | 20 |  | 0
3652 | 3947 | 11 | 15 | 381 | 4 | 381.4 |  | On cornice not exceeding 300mm girth | m | 40 |  | 0
3653 | 3948 | 11 | 15 | 381 |  | 381 |  | ON METAL
3654 | 3949 | 11 | 15 | 381 |  | 381 |  | Contractors Gloss Enamel (colour to be selected) to new exterior galvanised steel. One coat Primer for Steel, undercoat with one coat Universal Undercoat and two coats Contractors Gloss Enamel
3655 | 3950 | 11 | 15 | 381 | 5 | 381.5 |  | On door frames | m² | 10 |  | 0
3656 | 3951 | 11 | 15 | 381 | 6 | 381.6 |  | On window frames | m² | 10 |  | 0
3657 | 3952 | 11 | 15 | 381 |  | 381 |  | Contractors Gloss Enamel (colour to be selected) to new interior galvanised steel. One coat Primer for Steel, undercoat with one coat Universal Undercoat and two coats Contractors Gloss Enamel
3658 | 3953 | 11 | 15 | 381 | 7 | 381.7 |  | On doors | m² | 1 |  | 0
3659 | 3954 | 11 | 15 | 381 | 8 | 381.8 |  | On door frames | m² | 1 |  | 0
3660 | 3955 | 11 | 15 | 382 |  | 382 |  | ON WOOD
3661 | 3956 | 11 | 15 | 382 |  | 382 |  | Contractors Gloss Enamel (colour to be selected) to new exterior galvanised steel. One coat Primer for Steel, undercoat with one coat Universal Undercoat and two coats Contractors Gloss Enamel
3662 | 3957 | 11 | 15 | 382 | 9 | 382.9 |  | On doors | m² | 24 |  | 0
3664 | 387 | 11 | 16 | 384 | 1 | 384.1 |  | Earthworks (Provisional) | Page | 340
3665 | 390 | 11 | 16 | 384 | 2 | 384.2 |  | Concrete, Formwork & Reinforcement | Page | 345
3666 | 393 | 11 | 16 | 384 | 3 | 384.3 |  | Masonry | Page | 350
3667 | 396 | 11 | 16 | 384 | 4 | 384.4 |  | Waterproofing | Page | 351
3668 | 399 | 11 | 16 | 384 | 5 | 384.5 |  | Roof coverings, Claddings, etc | Page | 352
3669 | 402 | 11 | 16 | 384 | 6 | 384.6 |  | Carpentry and Joinery | Page | 355
3670 | 405 | 11 | 16 | 384 | 7 | 384.7 |  | Ceilings, Partitions and Access Flooring | Page | 358
3671 | 408 | 11 | 16 | 384 | 8 | 384.8 |  | Floor coverings, Wall Linings, etc | Page | 359
3672 | 411 | 11 | 16 | 384 | 9 | 384.9 |  | Ironmongery | Page | 362
3673 | 414 | 11 | 16 | 384 | 10 | 384.1 |  | Metalwork | Page | 366
3674 | 417 | 11 | 16 | 384 | 11 | 384.11 |  | Plastering | Page | 369
3675 | 420 | 11 | 16 | 384 | 12 | 384.12 |  | Tiling | Page | 372
3676 | 423 | 11 | 16 | 384 | 13 | 384.13 |  | Plumbing & Drainage (Provisional) | Page | 378
3677 | 426 | 11 | 16 | 384 | 14 | 384.14 |  | Glazing | Page | 379
3678 | 429 | 11 | 16 | 384 | 15 | 384.15 |  | Paintwork | Page | 383
3679 | 433 | 12 | 1 | 385 |  | 385 |  | SECTION NO. 12 BILL NO. 1
3680 | 434 | 12 | 1 | 385 |  | 385 |  | EARTHWORKS (PROVISIONAL)
3681 | 3961 | 12 | 1 | 385 |  | 385 |  | The following are typical examples of descriptions of "nature of ground" Nature of ground
3682 | 3962 | 12 | 1 | 385 |  | 385 |  | The nature of the ground is assumed to be loose sandy material, therefore "earth", but possibly interspersed with "soft rock" or "hard rock" The nature of the ground is assumed to be gravel, therefore "earth", but possibly interspersed with "soft rock" or "hard rock
3683 | 3963 | 12 | 1 | 385 |  | 385 |  | The nature of the ground is assumed to be silty clay with loose river boulders varying in size up to approximately 450mm diameter, all of which will be deemed as "earth", but possibly interspersed with "hard rock" Trial holes indicate that the nature of the ground is silty clay to a depth of approximately 500mm with fine to medium loose sandy material below, therefore "earth
3684 | 3964 | 12 | 1 | 385 |  | 385 |  | A soils investigation has been carried out on the site by the engineer and the report is annexed to these bills of quantities. The soils report indicates that the ground varies between silty sand, reworked soil of mixed origin and residual shale, all of which will be deemed as "earth". All very hard unweathered shale, ironstone, etc, the removal of which necessitates the use of explosives or heavy duty hydraulic percussion hammers (peckers), will be classified as "hard rock
3685 | 3965 | 12 | 1 | 385 |  | 385 |  | Carting away of excavated material
3686 | 3966 | 12 | 1 | 385 |  | 385 |  | Descriptions of carting away of excavated material shall be deemed to include loading excavated material onto trucks directly from the excavations or, alternatively, from stock piles situated on the building site Filling and layer work materials
3687 | 3967 | 12 | 1 | 386 |  | 386 |  | References such as "G1", "G2", etc and "C1", "C2", etc in descriptions of filling and layer work materials refer to corresponding references in the document "Guidelines for Road Construction Materials. TRH 14 : 1985" compiled by the Committee of State Road Authorities and the properties set out therein for each kind shall be applicable to the respective materials described hereinafter User note
3688 | 3968 | 12 | 1 | 386 |  | 386 |  | When no information regarding density and other tests is available the following preamble in respect of testing may be inserted
3689 | 3969 | 12 | 1 | 386 |  | 386 |  | Testing
3690 | 3970 | 12 | 1 | 386 |  | 386 |  | Prices for filling are to include for all necessary density and other tests
3691 | 3971 | 12 | 1 | 386 |  | 386 |  | Site clearance
3692 | 3972 | 12 | 1 | 386 | 1 | 386.1 |  | Digging up and removing rubbish, debris, vegetation, hedges, shrubs, bush, etc and trees not exceeding 200mm girth | m² | 11 |  | 0
3693 | 3973 | 12 | 1 | 386 |  | 386 |  | EXCAVATION, FILLING, ETC
3694 | 3974 | 12 | 1 | 386 |  | 386 |  | Excavation in earth not exceeding 2m deep
3695 | 3975 | 12 | 1 | 386 | 2 | 386.2 |  | Trenches and holes | m³ | 10 |  | 0
3696 | 3976 | 12 | 1 | 386 |  | 386 |  | Extra over trench and hole excavations in earth for breaking up and removing
3697 | 3977 | 12 | 1 | 386 | 3 | 386.3 |  | Soft rock | m³ | 1 |  | 0
3698 | 3978 | 12 | 1 | 386 | 4 | 386.4 |  | Hard rock | m³ | 1 |  | 0
3699 | 3979 | 12 | 1 | 386 |  | 386 |  | Extra over bulk excavations in earth for breaking up and removing
3700 | 3980 | 12 | 1 | 386 | 5 | 386.5 |  | Brickwork | m³ | 1 |  | 0
3701 | 3981 | 12 | 1 | 386 | 6 | 386.6 |  | Unreinforced concrete | m³ | 1 |  | 0
3702 | 3982 | 12 | 1 | 386 | 7 | 386.7 |  | Reinforced concrete | m³ | 1 |  | 0
3703 | 3983 | 12 | 1 | 387 |  | 387 |  | Extra over all excavations for carting away
3704 | 3984 | 12 | 1 | 387 | 8 | 387.8 |  | Surplus material from excavations and/or stock piles on site, to a dumping site to be located by the contractor | m³ | 5 |  | 0
3705 | 3985 | 12 | 1 | 387 |  | 387 |  | Compaction of ground surfaces
3706 | 3986 | 12 | 1 | 387 | 9 | 387.9 |  | Compaction of natural or excavated ground surface under floors etc, including scarifying for a depth of 150mm, breaking down oversize material, adding suitable material where necessary and compacting to 95% Mod AASHTO density LAYER WORK | m² | 18 |  | 0
3707 | 3987 | 12 | 1 | 387 |  | 387 |  | Keeping excavations free of water
3708 | 3988 | 12 | 1 | 387 | 10 | 387.1 |  | Keeping excavations free of water other than subterranean water | Item | 1 |  | 0
3709 | 3989 | 12 | 1 | 387 |  | 387 |  | FILLING ETC
3710 | 3990 | 12 | 1 | 387 |  | 387 |  | Earth filling obtained from the excavations, including haulage approximately 150m from perimeter of excavations (not compacted)
3711 | 3991 | 12 | 1 | 387 | 11 | 387.11 |  | In prescribed stock piles on site | m³ | 3 |  | 0
3712 | 3992 | 12 | 1 | 387 |  | 387 |  | Earthflling of 150mm thick G7 natural gravel compacted to 95% Mod Asstho Density
3713 | 3993 | 12 | 1 | 387 | 12 | 387.12 |  | Under surface beds in 150mm layer | m³ | 3 |  | 0
3714 | 3994 | 12 | 1 | 387 |  | 387 |  | Prescribed tests to determine degree of compaction or other properties of ground or filling
3715 | 3995 | 12 | 1 | 387 | 13 | 387.13 |  | Modified AASHTO Density test | No | 2 |  | 0
3716 | 3996 | 12 | 1 | 387 | 14 | 387.14 |  | Field Density test including "Optimum Moisture Content" test (four readings per test) | No | 2 |  | 0
3718 | 436 | 12 | 2 | 389 |  | 389 |  | SECTION NO. 12 BILL NO. 2
3719 | 437 | 12 | 2 | 389 |  | 389 |  | CONCRETE, FORMWORK AND REINFORCEMENT
3720 | 3999 | 12 | 2 | 389 |  | 389 |  | Cost of tests
3721 | 4000 | 12 | 2 | 389 |  | 389 |  | The costs of making, storing and testing of concrete test cubes as required under clause 7 "Tests" of SABS 1200 G shall include the cost of providing cube moulds necessary for the purpose, for testing costs and for submitting reports on the tests for approval. The testing shall be undertaken by an approved independent firm or institution nominated by the contractor (test cubes are measured separately)
3722 | 4001 | 12 | 2 | 389 |  | 389 |  | Breeze concrete
3723 | 4002 | 12 | 2 | 389 |  | 389 |  | Breeze concrete shall consist of twelve parts clean dry furnace ash, free from coal or other foreign matter, to one part cement (1:12); the ash graded up to particles which will pass a 16,5mm ring from a minimum which fails to pass a 4,75mm mesh. The finer materials from the screening are to be first mixed with the cement into a mortar and the ash added afterwards and thoroughly incorporated
3724 | 4003 | 12 | 2 | 389 |  | 389 |  | Lightweight concrete
3725 | 4004 | 12 | 2 | 389 |  | 389 |  | Lightweight concrete shall have a density of 600kg/m3 for the top 50mm and 400kg/m3 for the remaining thickness. The minimum thickness at outlets, channels, etc shall be 50mm
3726 | 4005 | 12 | 2 | 389 |  | 389 |  | Formwork
3727 | 4006 | 12 | 2 | 389 |  | 389 |  | Descriptions of formwork shall be deemed to include use and waste only (except where described as "left in" or "permanent"), for fitting together in the required forms, wedging, plumbing and fixing to true angles and surfaces as necessary to ensure easy release during stripping and for reconditioning as necessary before re-use
3728 | 4007 | 12 | 2 | 390 |  | 390 |  | The vertical strutting shall be carried down to such construction as is sufficiently strong to afford the required support without damage and shall remain in position until the newly constructed work is able to support itself Formwork to soffits of solid slabs etc shall be deemed to be to slabs not exceeding 250mm thick unless otherwise described
3729 | 4008 | 12 | 2 | 390 |  | 390 |  | Formwork to soffits of slabs, beams, etc shall be deemed to be propped up exceeding 1,5m and not exceeding 3,5m high unless otherwise described Formwork to sides of bases, pile caps, ground beams, etc will only be measured where it is prescribed by the engineer for design reasons. Formwork necessitated by irregularity or collapse of excavated faces will not be measured and the cost thereof shall be deemed to be included in the allowance for taking the risk of collapse of the sides of the excavations, provision for which is made in "Earthworks
3730 | 4009 | 12 | 2 | 390 |  | 390 |  | UNREINFORCED CONCRETE CAST AGAINST EXCAVATED SURFACES
3731 | 6129 | 12 | 2 | 390 |  | 390 |  | 15MPa/19mm concrete
3732 | 4012 | 12 | 2 | 390 | 1 | 390.1 |  | Surface blinding under footings and bases | m³ | 1 |  | 0
3733 | 6130 | 12 | 2 | 390 |  | 390 |  | REINFORCED CONCRETE CAST AGAINST EXCAVATED SURFACES
3734 | 4010 | 12 | 2 | 390 |  | 390 |  | 25MPa/19mm concrete
3735 | 4013 | 12 | 2 | 390 | 2 | 390.2 |  | Strip footings | m³ | 6 |  | 0
3736 | 4014 | 12 | 2 | 390 |  | 390 |  | REINFORCED CONCRETE CAST IN FORMWORK
3737 | 4015 | 12 | 2 | 390 |  | 390 |  | 25MPa/19mm concrete
3738 | 4016 | 12 | 2 | 390 | 3 | 390.3 |  | Surface beds on waterproofing (including thickenings) | m³ | 3 |  | 0
3739 | 4017 | 12 | 2 | 390 |  | 390 |  | TEST CUBES
3740 | 4018 | 12 | 2 | 390 | 4 | 390.4 |  | Making and testing 150 x 150 x 150mm concrete strength test cube (Provisional) | No | 4 |  | 0
3741 | 4019 | 12 | 2 | 391 |  | 391 |  | Finishing top surfaces of concrete smooth with a steel trowel
3742 | 4020 | 12 | 2 | 391 | 5 | 391.5 |  | Surface beds, slabs, etc to falls | m² | 18 |  | 0
3743 | 4021 | 12 | 2 | 391 |  | 391 |  | Finishing top surfaces of concrete smooth with a wood float
3744 | 4022 | 12 | 2 | 391 | 6 | 391.6 |  | Surface beds, slabs, etc to falls and currents | m² | 1 |  | 0
3745 | 4023 | 12 | 2 | 391 |  | 391 |  | ROUGH FORMWORK (DEGREE OF ACCURACY II)
3746 | 4024 | 12 | 2 | 391 |  | 391 |  | Rough formwork to sides
3747 | 4025 | 12 | 2 | 391 | 7 | 391.7 |  | Edges, risers, ends and reveals not exceeding 300mm high or wide | m | 24 |  | 0
3748 | 4026 | 12 | 2 | 391 |  | 391 |  | MOVEMENT JOINTS ETC
3749 | 4027 | 12 | 2 | 391 |  | 391 |  | Expansion joints with 10mm softboard and sealant between vertical concrete and brick surfaces
3750 | 4028 | 12 | 2 | 391 | 8 | 391.8 |  | Not exceeding 300mm high to edges of surface beds | m | 5 |  | 0
3751 | 4029 | 12 | 2 | 391 |  | 391 |  | Expansion joints with between vertical concrete surfaces, including necessary formwork
3752 | 4030 | 12 | 2 | 391 | 9 | 391.9 |  | 3x35mm Saw-cut joints in top of concrete including 8xream and 10mm backing cord with 8 x 13mm sealant (exposed slabs) | m | 5 |  | 0
3753 | 4031 | 12 | 2 | 391 | 10 | 391.1 |  | 3 x 40mm Saw-cut joints in top of concrete | m | 5 |  | 0
3754 | 4032 | 12 | 2 | 391 |  | 391 |  | Horizontal construction joints through concrete including thick cement slurry to one face
3755 | 4033 | 12 | 2 | 391 | 11 | 391.11 |  | Surface beds not exceeding 300mmm thick as per engineers details | m | 22 |  | 0
3756 | 4034 | 12 | 2 | 392 |  | 392 |  | REINFORCEMENT
3757 | 4035 | 12 | 2 | 392 |  | 392 |  | High tensile steel reinforcement to structural concrete work
3758 | 4036 | 12 | 2 | 392 | 12 | 392.12 |  | Y10mm Diameter bars | t | 1 |  | 0
3759 | 4037 | 12 | 2 | 392 | 13 | 392.13 |  | Y8mm Diameter bars | t | 1 |  | 0
3760 | 4038 | 12 | 2 | 392 |  | 392 |  | Fabric reinforcement
3761 | 4039 | 12 | 2 | 392 | 14 | 392.14 |  | Type 193 fabric reinforcement in concrete surface beds etc | m² | 18 |  | 0
3763 | 439 | 12 | 3 | 394 |  | 394 |  | SECTION NO. 12 BILL NO. 3
3764 | 440 | 12 | 3 | 394 |  | 394 |  | MASONRY
3765 | 4042 | 12 | 3 | 394 |  | 394 |  | BRICKWORK
3766 | 4043 | 12 | 3 | 394 |  | 394 |  | Sizes in descriptions
3767 | 4044 | 12 | 3 | 394 |  | 394 |  | Where sizes in descriptions are given in brick units, "one brick" shall represent the length and "half brick" the width of a brick
3768 | 4045 | 12 | 3 | 394 |  | 394 |  | Walls in two skins described as "bagged and sealed" shall be deemed to include having the outer face of the inner skin bagged with 1:6 cement and sand mixture and sealed with two coats bitumen emulsion waterproofing coating
3769 | 4046 | 12 | 3 | 394 |  | 394 |  | Face bricks
3770 | 4047 | 12 | 3 | 394 |  | 394 |  | Bricks shall be ordered timeously to obtain uniformity in size and colour Pointing
3771 | 4048 | 12 | 3 | 394 |  | 394 |  | Descriptions of recessed pointing to fair face brickwork and face brickwork shall be deemed to include square recessed, hollow recessed, weathered pointing, etc
3772 | 4049 | 12 | 3 | 394 |  | 394 |  | BLOCKWORK
3773 | 4050 | 12 | 3 | 394 |  | 394 |  | Concrete masonry units
3774 | 4051 | 12 | 3 | 394 |  | 394 |  | Blocks are to be either solid or hollow modular dense concrete masonry units having a compressive strength of 7MPa
3775 | 4052 | 12 | 3 | 395 |  | 395 |  | Wall ties for blockwork
3776 | 4053 | 12 | 3 | 395 |  | 395 |  | Wall ties shall be polypropylene ties complying with BS 76377. Ties for hollow walls shall be of sufficient length to allow not less than 75mm of each end to be built into the blockwork. Ties are to be spaced at intervals of not more than 1m in the horizontal direction and not more than 400mm staggered in the vertical direction except at openings, vertical joints or ends of walls where they are to be placed vertically above each other Blockwork
3777 | 4054 | 12 | 3 | 395 |  | 395 |  | Blockwork shall comply with SANS 10145 "Concrete Masonry Construction" Surfaces to be plastered shall have joints raked out to a depth of at least 10mm to provide a key. Cavities of hollow walls shall be kept free of mortar droppings or other undesirable matter. Every second perpend of the bottom course of the external skin of hollow walls shall be left open as a weep hole Standard complementary blocks
3778 | 4055 | 12 | 3 | 395 |  | 395 |  | Descriptions of blockwork shall be deemed to include standard complementary blocks such as corner, three-quarter, half and quarter blocks required in the construction of corners, reveals, jambs, ends, etc to solid and hollow walls and for bonding as necessary
3779 | 4056 | 12 | 3 | 395 |  | 395 |  | DECORATIVE BLOCKS
3780 | 4057 | 12 | 3 | 395 |  | 395 |  | Blocks shall be of approved manufacture, sound, well burnt or cured and uniform and true in size, shape and colour
3781 | 4058 | 12 | 3 | 395 |  | 395 |  | BRICKWORK
3782 | 6146 | 12 | 3 | 395 |  | 395 |  | Description of brickwork is measured inclusive of all reinforcement, mortar, ties, mortar fillet and closing of cavities and rates should be inclusive of such
3783 | 4059 | 12 | 3 | 395 |  | 395 |  | FOUNDATIONS (PROVISIONAL)
3784 | 4060 | 12 | 3 | 395 | 1 | 395.1 |  | 300mm Hollow walls of two half brick skins | m² | 18 |  | 0
3785 | 4061 | 12 | 3 | 396 |  | 396 |  | SUPERSTRUCTURE
3786 | 4062 | 12 | 3 | 396 |  | 396 |  | Brickwork of NFP bricks in class II mortar in load bearing walls
3787 | 4063 | 12 | 3 | 396 | 2 | 396.2 |  | Half brick walls | m² | 1 |  | 0
3788 | 4064 | 12 | 3 | 396 | 3 | 396.3 |  | Half brick walls in beamfilling | m² | 3 |  | 0
3789 | 4065 | 12 | 3 | 396 | 4 | 396.4 |  | One brick walls | m² | 36 |  | 0
3790 | 4066 | 12 | 3 | 396 |  | 396 |  | Steel bar reinforcement
3791 | 4067 | 12 | 3 | 396 | 5 | 396.5 |  | 8mm Diameter high tensile steel bars built in horizontally | t | 1 |  | 0
3792 | 4068 | 12 | 3 | 396 |  | 396 |  | Prestressed fabricated concrete lintels including necessary temporary supports
3793 | 4069 | 12 | 3 | 396 | 6 | 396.6 |  | 75 x 110mm Lintels in lengths not exceeding 3m | m | 5 |  | 0
3794 | 4070 | 12 | 3 | 396 |  | 396 |  | Air bricks etc
3795 | 4071 | 12 | 3 | 396 | 7 | 396.7 |  | 229 x 152mm Terracotta vermin proof air brick | No | 2 |  | 0
3796 | 4072 | 12 | 3 | 396 |  | 396 |  | FACE BRICKWORK
3797 | 4073 | 12 | 3 | 396 |  | 396 |  | Sapphire Imperial FBS clay face brick, jointed in Class II mortar and pointed with flush vertical and flush horizontal joints
3798 | 4074 | 12 | 3 | 396 | 8 | 396.8 |  | Extra over brickwork for face brickwork for one side of one brick wall | m² | 32 |  | 0
3799 | 4075 | 12 | 3 | 396 |  | 396 |  | Brick-on-edge header course copings, sills, lintels, etc of "Sapphire Imperial FBS Clay" face bricks laid into mortar ontop of 375 micron damp course waterproof sheeting wrapped back behind cill brick to underside of window section, pointed with flush recessed joints on all exposed faces.
3800 | 4076 | 12 | 3 | 396 | 9 | 396.9 |  | 220mm Copings on top of one brick walls | m | 5 |  | 0
3801 | 4077 | 12 | 3 | 396 | 10 | 396.1 |  | Facebrick concrete lintel | m | 5 |  | 0
3802 | 4078 | 12 | 3 | 397 |  | 397 |  | WINDOW SILLS
3803 | 4079 | 12 | 3 | 397 |  | 397 |  | Brick-on-edge header course copings, sills, lintels, etc of "Sapphire Imperial FBS Clay" face bricks laid into mortar ontop of 375 micron damp course waterproof sheeting wrapped back behind cill brick to underside of window section, pointed with flush recessed joints on all exposed faces.
3804 | 4080 | 12 | 3 | 397 | 11 | 397.11 |  | 110mm Face Brick window sills flat and slightly projecting | m | 5 |  | 0
3806 | 442 | 12 | 4 | 399 |  | 399 |  | SECTION NO. 12 BILL NO. 4
3807 | 443 | 12 | 4 | 399 |  | 399 |  | WATERPROOFING
3808 | 4083 | 12 | 4 | 399 |  | 399 |  | Waterproofing
3809 | 4084 | 12 | 4 | 399 |  | 399 |  | Waterproofing of roofs, basements, etc shall be laid under a ten year guarantee. Waterproofing to roofs shall be laid to even falls to outlets etc with necessary ridges, hips and valleys. Descriptions of sheet or membrane waterproofing shall be deemed to include additional labour to turn-ups and turn-downs
3810 | 4085 | 12 | 4 | 399 |  | 399 |  | DAMPPROOFING OF WALLS AND FLOORS
3811 | 4086 | 12 | 4 | 399 |  | 399 |  | One layer 375 micron embossed polyethylene dampproof course (SANS 952-1985 type B)
3812 | 4087 | 12 | 4 | 399 | 1 | 399.1 |  | In walls | m² | 5 |  | 0
3813 | 4088 | 12 | 4 | 399 |  | 399 |  | One layer 250 micron green polyethylene waterproof sheeting SANS 952-1985 type C sealed at laps with PVC self-adhesive tape
3814 | 4089 | 12 | 4 | 399 | 2 | 399.2 |  | Under surface beds | m² | 18 |  | 0
3815 | 4090 | 12 | 4 | 399 | 3 | 399.3 |  | Vertically between walls | m² | 10 |  | 0
3816 | 4091 | 12 | 4 | 399 |  | 399 |  | Mastic or silicone sealing compound including backing cord, bond breaker, primer, etc
3817 | 4092 | 12 | 4 | 399 | 4 | 399.4 |  | 6 x 10mm In saw cut joints in floors | m | 24 |  | 0
3819 | 445 | 12 | 5 | 400 |  | 400 |  | SECTION NO. 12 BILL NO. 5
3820 | 446 | 12 | 5 | 400 |  | 400 |  | ROOF COVERINGS, CLADDINGS, ETC.
3821 | 4095 | 12 | 5 | 400 |  | 400 |  | Where battens for roof coverings form part of the plate nailed timber roof truss design it shall be included under the roof construction in the "Carpentry and Joinery" trade and not under this trade
3822 | 4096 | 12 | 5 | 400 |  | 400 |  | PROFILED METAL SHEETING AND ACCESSORIES
3823 | 4097 | 12 | 5 | 400 |  | 400 |  | 0.6mm Colomate finished galvanised metal IBR roof Sheeting @ 15 degrees pitch laid on insulation fixed to timber purlins and trusses
3824 | 4098 | 12 | 5 | 400 | 1 | 400.1 |  | Roof covering with pitches not exceeding 25 degrees | m² | 20 |  | 0
3825 | 4099 | 12 | 5 | 400 | 2 | 400.2 |  | Side cladding not exceeding 250mm | m² | 3 |  | 0
3826 | 4100 | 12 | 5 | 400 | 3 | 400.3 |  | Gable end side cladding not exceeding 250mm | m² | 3 |  | 0
3827 | 4101 | 12 | 5 | 400 | 4 | 400.4 |  | Ridge or Valley flashing | m | 6 |  | 0
3828 | 4102 | 12 | 5 | 400 | 5 | 400.5 |  | Ridge Closer | m | 6 |  | 0
3829 | 4103 | 12 | 5 | 400 |  | 400 |  | ROOF AND WALL INSULATION
3830 | 4104 | 12 | 5 | 400 |  | 400 |  | Multi-layered reinforced double-sided aluminium foil sheeting in accordance with SANS 1381-4 with a mass of not less than 293g/m×"½ and a Class I fire rating in accordance with SANS 0177-3
3831 | 4105 | 12 | 5 | 400 | 6 | 400.6 |  | 135mm Lightweight non combustible fibre glass Insulation blanket laid taut over purlins at approximately 750mm centres and fixed concurrent with roof covering with stapled longitudinal flap joints, including fixing at top and bottom edges to purlins with and including hoop iron straps | m² | 8 |  | 0
3833 | 448 | 12 | 6 | 401 |  | 401 |  | SECTION NO. 12 BILL NO. 6
3834 | 449 | 12 | 6 | 401 |  | 401 |  | CARPENTRY & JOINERY
3835 | 4108 | 12 | 6 | 401 |  | 401 |  | Fixing
3836 | 4109 | 12 | 6 | 401 |  | 401 |  | Items described as "nailed" shall be deemed to be fixed with hardened steel nails or pins, or to be shot-pinned, to brickwork or concrete
3837 | 4110 | 12 | 6 | 401 |  | 401 |  | Items described as "plugged" shall be deemed to include screwing to fibre, plastic or metal plugs at not exceeding 500mm centres, and where described as "bolted", the bolts have been given elsewhere
3838 | 4111 | 12 | 6 | 401 |  | 401 |  | Decorative thermosetting plastic laminate covering
3839 | 4112 | 12 | 6 | 401 |  | 401 |  | Laminate covering shall be glued under pressure and edge strips of same shall be butt jointed at junctions with adjacent similar finish
3840 | 4113 | 12 | 6 | 401 |  | 401 |  | SUPPLEMENTARY PREAMBLES
3841 | 4114 | 12 | 6 | 401 |  | 401 |  | Trusses are at maximum 750mm centres
3842 | 4115 | 12 | 6 | 401 |  | 401 |  | 0.6mm Colomate finished galvanised metal IBR roof Sheeting @ 15 degrees pitch laid on insulation fixed to timber purlins and trusses Roof covering is type on purlins
3843 | 4116 | 12 | 6 | 401 |  | 401 |  | Ceiling is 6mm sheeting edge flush plastered on 38 x 38mm brandering
3844 | 4117 | 12 | 6 | 401 |  | 401 |  | References given in descriptions refer to the respective types of trusses detailed on the architect's/engineer's drawings numbered C100 RevA annexed to these bills of quantities accompanying these bills of quantities for tender purposes Dimensions in descriptions of trusses are nominal and actual measurements are to be obtained from the architect/engineer and/or taken on site before design or fabrication commences
3845 | 4118 | 12 | 6 | 402 |  | 402 |  | Sawn softwood grade S5/S7
3846 | 6139 | 12 | 6 | 402 | 1 | 402.1 |  | Roof construction to double pitched roof with two hipped ends, 9.5 x 8.04m overall on plan x 1.423mm high overall, including trusses, jack rafters, permanent bracing and 76 x 50mm battens at 750mm 38 x 38mm purlins centres for roof covering (wall plates elsewhere) complete and signed of by engineer | No | 1 |  | 0
3847 | 4120 | 12 | 6 | 402 | 2 | 402.2 |  | Wall plates | m | 24 |  | 0
3848 | 4121 | 12 | 6 | 402 |  | 402 |  | SKIRTINGS
3849 | 4122 | 12 | 6 | 402 |  | 402 |  | 12MM THICK MDF ADJUSTABLE SKIRTING. PREFINISH WHITE
3850 | 4123 | 12 | 6 | 402 | 3 | 402.3 |  | 12mm x 100mm High skirtings | m | 10 |  | 0
3851 | 4124 | 12 | 6 | 402 |  | 402 |  | EAVES, VERGES, ETC
3852 | 4125 | 12 | 6 | 402 |  | 402 |  | Sawn softwood
3853 | 4126 | 12 | 6 | 402 | 4 | 402.4 |  | 78 x 78mm Branders | m | 16 |  | 0
3854 | 4127 | 12 | 6 | 402 | 5 | 402.5 |  | 250 x 20mm Barge boards | m | 5 |  | 0
3855 | 4128 | 12 | 6 | 402 | 6 | 402.6 |  | 250 x 20mm Fascias | m | 5 |  | 0
3856 | 4129 | 12 | 6 | 402 |  | 402 |  | TIMBER DOORS, WINDOWS, ETC
3857 | 4130 | 12 | 6 | 402 |  | 402 |  | Fire doors
3858 | 4131 | 12 | 6 | 402 |  | 402 |  | Fire doors are to be in accordance with SANS 1253
3859 | 4132 | 12 | 6 | 402 |  | 402 |  | DOORS ETC
3860 | 4133 | 12 | 6 | 402 | 7 | 402.7 |  | 813 X 2032 X 40mm Solid core flush masonite panel door | No | 1 |  | 0
3862 | 451 | 12 | 7 | 404 |  | 404 |  | SECTION NO. 12 BILL NO. 7
3863 | 452 | 12 | 7 | 404 |  | 404 |  | CEILINGS, PARTITIONS AND ACCESS FLOORING
3864 | 4135 | 12 | 7 | 404 |  | 404 |  | Fixing
3865 | 4136 | 12 | 7 | 404 |  | 404 |  | Items described as "nailed" shall be deemed to be fixed with hardened steel nails or pins, or to be shot-pinned, to brickwork or concrete
3866 | 4137 | 12 | 7 | 404 |  | 404 |  | Items described as "plugged" shall be deemed to include screwing to fibre, plastic or metal plugs at not exceeding 500mm centres, and where described as "bolted", the bolts have been given elsewhere
3867 | 4138 | 12 | 7 | 404 |  | 404 |  | Ceilings
3868 | 4139 | 12 | 7 | 404 |  | 404 |  | Unless otherwise described ceilings shall be deemed to be horizontal
3869 | 4140 | 12 | 7 | 404 |  | 404 |  | Bulkheads
3870 | 4141 | 12 | 7 | 404 |  | 404 |  | Unless otherwise described bulkheads shall be deemed to be horizontal along the length
3871 | 4142 | 12 | 7 | 404 |  | 404 |  | Steel components
3872 | 4143 | 12 | 7 | 404 |  | 404 |  | All steel components for ceilings, partitions, etc are to be galvanised in accordance with SANS 121
3873 | 4144 | 12 | 7 | 404 |  | 404 |  | NAILED-UP CEILINGS
3874 | 4145 | 12 | 7 | 404 |  | 404 |  | 9.8MM GYPSUM CEILING BOARD FIXED TO 38 X 38 MM BATTENS
3875 | 4146 | 12 | 7 | 404 | 1 | 404.1 |  | Ceilings nailed-up not exceeding 1m below roof trusses | m² | 8 |  | 0
3876 | 4147 | 12 | 7 | 404 |  | 404 |  | Cornice, perimeter trims, etc.
3877 | 4148 | 12 | 7 | 404 |  | 404 |  | Cove Cornice
3878 | 4149 | 12 | 7 | 404 | 2 | 404.2 |  | Cornice | m | 10 |  | 0
3880 | 457 | 12 | 8 | 405 |  | 405 |  | SECTION NO. 12 BILL NO. 8
3881 | 458 | 12 | 8 | 405 |  | 405 |  | IRONMONGERY
3882 | 4162 | 12 | 8 | 405 |  | 405 |  | Proprietary items
3883 | 4163 | 12 | 8 | 405 |  | 405 |  | Where applicable the manufacturers' names or product catalogue titles are given in sub-headings preceding the items Prices are to be based on the specific products/articles specified. If tenderers wish to offer alternative products/articles for certain items, these items are to be clearly marked and the alternative specification given with supporting brochures etc clarifying the features of the products/articles offered On request returnable samples are to be provided to the principal agent for consideration
3884 | 6111 | 12 | 8 | 405 |  | 405 |  | HINGES, BOLTS, ETC
3885 | 4164 | 12 | 8 | 405 |  | 405 |  | Manufactured by Dorma or equally approved
3886 | 4165 | 12 | 8 | 405 |  | 405 |  | Measured per door
3887 | 4166 | 12 | 8 | 405 | 1 | 405.1 |  | Stainless Steel floor mounted door stop size 24 x 45mm, 2 x two ball bearing butt hinge with Stainless Steel finish. 4 x lever lockset with Satin Chrome handle finish including powder coated 4 lever lock with Zinc backplate. | No | 1 |  | 0
3888 | 4167 | 12 | 8 | 405 |  | 405 |  | Signage
3889 | 4168 | 12 | 8 | 405 |  | 405 |  | School signage
3890 | 4169 | 12 | 8 | 405 | 2 | 405.2 |  | Clear Perspex with 150mm white vinyl arial font signage fixed to plastered wall with 60mm plug and 8 mm mirror screws | m² | 3 |  | 0
3891 | 4170 | 12 | 8 | 405 | 3 | 405.3 |  | Clear Perspex with 80mm white vinyl arial font signage fixed to plastered wall with 60mm plug and 8 mm mirror screws | m² | 2 |  | 0
3892 | 4171 | 12 | 8 | 405 | 4 | 405.4 |  | Clear perspex with colour vinyl logo signage fixed to plastered wall with 60mm plug and 8mm mirror screws | m² | 1 |  | 0
3894 | 4550 | 12 | 9 | 406 |  | 406 |  | SECTION NO.12 BILL NO. 9
3895 | 4551 | 12 | 9 | 406 |  | 406 |  | STRUCTURAL STEELWORK
3896 | 4174 | 12 | 9 | 406 |  | 406 |  | Consideration is to be given in specific applications (e.g. where "heavy" steel structures such as in industrial plants, towers for mine shafts, etc are dominant) to implement the principles laid down by the "Measurement for Structural Steelwork" as prepared and recommended by the South African Institute of S teel Construction or any other appropriate principles This bill is, however, based on the building work measuring system Finishing-off painting is to be included in this trade only when the structural steel contractor is required to execute the work
3897 | 4175 | 12 | 9 | 406 |  | 406 |  | Descriptions
3898 | 4176 | 12 | 9 | 406 |  | 406 |  | Descriptions of bolts shall be deemed to include nuts and washers
3899 | 4177 | 12 | 9 | 406 |  | 406 |  | Descriptions of L-shaped and U-shaped anchor bolts shall be deemed to include bending, threading, nuts and washers and embedding in concrete Descriptions of expansion anchors and bolts and chemical anchors and bolts shall be deemed to include nuts, washers and mortices in brickwork or concrete
3900 | 4178 | 12 | 9 | 406 |  | 406 |  | STRUCTURAL STEELWORK
3901 | 4179 | 12 | 9 | 406 |  | 406 |  | STEEL COLUMNS AND BEAMS
3902 | 4180 | 12 | 9 | 406 |  | 406 |  | Welded beams and purlins etc. with flat bearer and connection plates, bolted to steel
3903 | 4181 | 12 | 9 | 406 | 1 | 406.1 |  | 100 x 100mm SHS stanchions at 9.10 kg / m | kg | 27.3 |  | 0
3905 | 460 | 12 | 10 | 407 |  | 407 |  | SECTION NO. 12 BILL NO. 10
3906 | 461 | 12 | 10 | 407 |  | 407 |  | METALWORK
3907 | 4184 | 12 | 10 | 407 |  | 407 |  | Descriptions of bolts, anchors, etc
3908 | 4185 | 12 | 10 | 407 |  | 407 |  | Descriptions of bolts shall be deemed to include nuts and washers
3909 | 4186 | 12 | 10 | 407 |  | 407 |  | Descriptions of expansion anchors and bolts and chemical anchors and bolts shall be deemed to include nuts, washers and mortices in brickwork or concrete
3910 | 4187 | 12 | 10 | 407 |  | 407 |  | Items described as "holed for bolt(s)" shall be deemed to exclude the bolts unless otherwise described
3911 | 4188 | 12 | 10 | 407 |  | 407 |  | Items described as "plugged" shall be deemed to include screwing to fibre, plastic or metal plugs at not exceeding 600mm centres
3912 | 4189 | 12 | 10 | 407 |  | 407 |  | Aluminium doors, windows, etc
3913 | 4190 | 12 | 10 | 407 |  | 407 |  | Doors and windows shall comply with AAAMSA design criteria Glazing shall comply with SAGGA regulations. Glass thickness shall comply with SAGGA regulations irrespective of thicknesses shown on the schedules/drawings Doors and windows shall be supplied with protective tape and plastic and shall be removed only once surrounding trades have been completed For purpose made windows and doors, refer to drawings annexed to these bills of quantities
3914 | 4191 | 12 | 10 | 407 |  | 407 |  | The following certificates shall be provided prior to commencement of site work:1 A copy of the relevant AAAMSA Performance Test Certificate from the manufacturer/contractor supplying the architectural aluminium product 2 A Certificate of Conformance confirming that anodising or powder coating has been processed in accordance with SANS 999 and SANS 1796 respectively
3915 | 4192 | 12 | 10 | 408 |  | 408 |  | A powder guarantee of not less than 15 years issued by the powder manufacturer. The specific conditions contained in this guarantee shall form part of the powder coating process 4 A Certificate of Conformance confirming that glazing has been installed in accordance with SANS 0137, ensuring that safety glazing materials have been installed in the mandatory areas and that each individual pane of safety glazing materials has been permanently marked5 A warranty from the manufacturer of the laminated safety glass and/or hermetically sealed glazing units guaranteeing the products against delamination and colour degradation for a period of not less than five years STEEL STAIRS
3916 | 4193 | 12 | 10 | 408 |  | 408 |  | PRESSED STEEL DOOR FRAMES
3917 | 4194 | 12 | 10 | 408 |  | 408 |  | GALVANISED PRESSED STEEL DOOR FRAMES
3918 | 4195 | 12 | 10 | 408 |  | 408 |  | 1,2mm Double rebated frames suitable for one brick walls WITH 1 PAIR OF HINGES
3919 | 4196 | 12 | 10 | 408 | 1 | 408.1 |  | 230 Steel frame - Standard pressed steel (1.2mm thick) double rebate door frame with 1 pair of hinges to suite 813 X 2032 X 40mm door | No | 1 |  | 0
3920 | 4197 | 12 | 10 | 408 |  | 408 |  | Aluminium
3921 | 4198 | 12 | 10 | 408 |  | 408 |  | Aluminium windows doors etc.
3922 | 4199 | 12 | 10 | 408 | 2 | 408.2 |  | 1190 x 20160 930 930 Standard aluminium frame in configuration as shown with or without opening sections as shown, complete with heavy-duty hinges, latches and restrictors (max. 100mm). Waterproof frame surround and joints with an approved soft seal. Polyester powder coated. All to AAAMSA standards and Architects approval. Windows to be glazed to SANS min. standards - 6.4mm double glazed Low-E glass | No | 1 |  | 0
3924 | 463 | 12 | 11 | 410 |  | 410 |  | SECTION NO. 12 BILL NO. 11
3925 | 464 | 12 | 11 | 410 |  | 410 |  | PLASTERING
3926 | 4201 | 12 | 11 | 410 |  | 410 |  | GRANOLITHIC
3927 | 4202 | 12 | 11 | 410 |  | 410 |  | Method
3928 | 4203 | 12 | 11 | 410 |  | 410 |  | The method to be used shall be either the monolithic method or the bonded method
3929 | 4204 | 12 | 11 | 410 |  | 410 |  | Preparation
3930 | 4205 | 12 | 11 | 410 |  | 410 |  | For granolithic applied monolithically, the concrete floor shall be swept clean after bleeding of the concrete has ceased and the slab has begun to stiffen; any remaining bleed water shall be removed and the granolithic applied immediately thereafter. For granolithic to be bonded to the floor slab after it has hardened, the slab surface shall be hacked (preferably by mechanical means) until all laitance, dirt, oil, etc is dislodged and swept clean of all loose matter. The slab shall then be wetted and kept damp for at least six hours before applying the granolithic
3931 | 4206 | 12 | 11 | 410 |  | 410 |  | Mix
3932 | 4207 | 12 | 11 | 410 |  | 410 |  | Granolithic shall attain a compressive strength of at least 41MPa. The coarse aggregate shall comply with SANS 1083 and shall generally be capable of passing a 10mm mesh sieve. Where the thickness of the granolithic exceeds 25mm, the size of the coarse aggregate shall be increased to the maximum size compatible with the thickness of the granolithic
3933 | 4208 | 12 | 11 | 410 |  | 410 |  | Panels
3934 | 4209 | 12 | 11 | 410 |  | 410 |  | Granolithic shall be laid in panels not exceeding 14m"² for monolithic finishes, not exceeding 9,5m"² for bonded finishes and not exceeding 6m"² for all external granolithic. Wherever possible, panels shall be square but at no time should the length of the panel exceed 1,5 times its width
3935 | 4210 | 12 | 11 | 411 |  | 411 |  | Where possible joints between panels shall be positioned over joints in the floor slab and shall be at least 3mm wide through the full thickness of the finish, separated by strips of wood or fibreboard and finished with V-joints
3936 | 4211 | 12 | 11 | 411 |  | 411 |  | Laying
3937 | 4212 | 12 | 11 | 411 |  | 411 |  | Monolithic granolithic shall be applied to the partially set slab and thoroughly compacted and lightly wood floated to the required levels
3938 | 4213 | 12 | 11 | 411 |  | 411 |  | Bonded granolithic shall be applied to the slab after applying a 1:1 sand-and-cement slurry brushed over the surface and allowed to partially set before applying the granolithic. The granolithic shall be throughly compacted and lightly wood floated to the required levels
3939 | 4214 | 12 | 11 | 411 |  | 411 |  | After wood floating, the monolithic and bonded granolithic shall remain undisturbed until bleeding has ceased and the surface has stiffened. Any remaining bleed water and laitance shall then be removed and the surface steel trowelled or power floated
3940 | 4215 | 12 | 11 | 411 |  | 411 |  | Curing, seasoning and protection
3941 | 4216 | 12 | 11 | 411 |  | 411 |  | Granolithic shall be covered with clean hessian with waterproof building foil over and kept wet for at least seven days after laying
3942 | 4217 | 12 | 11 | 411 |  | 411 |  | SCREEDS
3943 | 4218 | 12 | 11 | 411 |  | 411 |  | Self levelling Screeds on concrete
3944 | 4219 | 12 | 11 | 411 | 1 | 411.1 |  | 30mm Thick self levelling screed on floors and landings | m² | 8 |  | 0
3945 | 4220 | 12 | 11 | 411 |  | 411 |  | INTERNAL PLASTER
3946 | 4221 | 12 | 11 | 411 |  | 411 |  | Plaster mix for rough brick walls, composed of 1 part : and 6 parts sand 10mm - 20mm thick finished with a steel trowel to rough brick walls, in accordance with SANS 50197-1
3947 | 4222 | 12 | 11 | 411 | 2 | 411.2 |  | On walls | m² | 30 |  | 0
3949 | 466 | 12 | 12 | 413 |  | 413 |  | SECTION NO. 12 BILL NO. 12
3950 | 467 | 12 | 12 | 413 |  | 413 |  | TILING
3951 | 4151 | 12 | 12 | 413 |  | 413 |  | Patterns
3952 | 4152 | 12 | 12 | 413 |  | 413 |  | Unless otherwise described, tiles shall be laid with continuous joints in both directions
3953 | 4153 | 12 | 12 | 413 |  | 413 |  | Fixing
3954 | 4154 | 12 | 12 | 413 |  | 413 |  | Unless described as "fixed with adhesive to plaster (plaster elsewhere)" descriptions of tiling on brick or concrete walls, columns, etc shall be deemed to include 1:4 cement plaster backing and descriptions of tiling on concrete floors etc shall be deemed to include 1:3 plaster bedding
3955 | 4155 | 12 | 12 | 413 |  | 413 |  | Tiling described as "fixed with adhesive on power floated concrete" shall be deemed to include for approved tiling key-coat
3956 | 4156 | 12 | 12 | 413 |  | 413 |  | Ceramic, porcelain, marble and granite tiles are to be fixed and grouted with suitable adhesives and grouts as recommended by the manufacturer of the tiles
3957 | 4157 | 12 | 12 | 413 |  | 413 |  | FLOOR TILING
3958 | 4158 | 12 | 12 | 413 |  | 413 |  | BEIGE MATT 350 x 350mm CERAMIC FLOOR TILES
3959 | 4159 | 12 | 12 | 413 | 1 | 413.1 |  | On new screeded floors | m² | 8 |  | 0
3961 | 475 | 12 | 13 | 414 |  | 414 |  | SECTION NO. 12 BILL NO. 13
3962 | 476 | 12 | 13 | 414 |  | 414 |  | PAINTWORK
3963 | 4224 | 12 | 13 | 414 |  | 414 |  | PREPARATORY WORK TO EXISTING WORK
3964 | 4225 | 12 | 13 | 414 |  | 414 |  | Previously painted plastered surfaces
3965 | 4226 | 12 | 13 | 414 |  | 414 |  | Surfaces shall be thoroughly washed down and allowed to dry completely before any paint is applied. Blistered or peeling paint shall be completely removed and cracks shall be opened, filled with a suitable filler and finished smooth
3966 | 4227 | 12 | 13 | 414 |  | 414 |  | Previously painted metal surfaces
3967 | 4228 | 12 | 13 | 414 |  | 414 |  | Surfaces shall be thoroughly rubbed and cleaned down. Blistered or peeling paint shall be completely removed down to bare metal
3968 | 4229 | 12 | 13 | 414 |  | 414 |  | Previously painted wood surfaces
3969 | 4230 | 12 | 13 | 414 |  | 414 |  | Surfaces shall be thoroughly cleaned down. Blistered or peeling paint shall be completely removed and cracks and crevices shall be primed, filled with suitable filler and finished smooth
3970 | 4231 | 12 | 13 | 414 |  | 414 |  | PAINT SPECIFICATIONS
3971 | 4232 | 12 | 13 | 414 |  | 414 |  | All painting shall be done in accordance with "Dulux" specifications unless otherwise described
3972 | 4233 | 12 | 13 | 414 |  | 414 |  | COLOURS
3973 | 6086 | 12 | 13 | 414 |  | 414 |  | Unless otherwise described paintwork on ceilings shall be deemed to be in the "White" colour group and paintwork on all other components shall be deemed to be in the "Pastel" colour group in accordance with the Natural Colour System (NCS) adopted by the SA National Standards
3974 | 4234 | 12 | 13 | 415 |  | 415 |  | PAINTWORK ETC TO NEW WORK
3975 | 4235 | 12 | 13 | 415 |  | 415 |  | ON FLOATED PLASTER
3976 | 4236 | 12 | 13 | 415 |  | 415 |  | Superior quality PVA acrylic paint (colour to be selected) to new interior cement plaster. One coat Primer and with two coats PVA
3977 | 4237 | 12 | 13 | 415 | 1 | 415.1 |  | On internal walls | m² | 28 |  | 0
3978 | 4238 | 12 | 13 | 415 |  | 415 |  | ON PLASTER BOARD
3979 | 4239 | 12 | 13 | 415 |  | 415 |  | Superior quality PVA acrylic paint (colour to be selected) to new gypsum ceilings. One coat Primer and finish with two coats Acrylic PVA
3980 | 4240 | 12 | 13 | 415 | 2 | 415.2 |  | On ceilings | m² | 8 |  | 0
3981 | 4241 | 12 | 13 | 415 | 3 | 415.3 |  | On cornice not exceeding 300mm girth | m | 10 |  | 0
3982 | 4242 | 12 | 13 | 415 |  | 415 |  | ON METAL
3983 | 4243 | 12 | 13 | 415 |  | 415 |  | Contractors Gloss Enamel (colour to be selected) to new exterior galvanised steel. One coat Primer for Steel, undercoat with one coat Universal Undercoat and two coats Contractors Gloss Enamel
3984 | 4244 | 12 | 13 | 415 | 4 | 415.4 |  | On door frames | m² | 2 |  | 0
3985 | 4245 | 12 | 13 | 415 |  | 415 |  | Painted with Carbolineum paint as per architects specification
3986 | 4246 | 12 | 13 | 415 | 5 | 415.5 |  | On exposed trusses | m² | 4 |  | 0
3988 | 432 | 12 | 14 | 417 | 1 | 417.1 |  | Earthworks (Provisional) | Page | 388
3989 | 435 | 12 | 14 | 417 | 2 | 417.2 |  | Concrete, Formwork & Reinforcement | Page | 393
3990 | 438 | 12 | 14 | 417 | 3 | 417.3 |  | Masonry | Page | 398
3991 | 441 | 12 | 14 | 417 | 4 | 417.4 |  | Waterproofing | Page | 399
3992 | 444 | 12 | 14 | 417 | 5 | 417.5 |  | Roof coverings, Claddings, etc | Page | 400
3993 | 447 | 12 | 14 | 417 | 6 | 417.6 |  | Carpentry and Joinery | Page | 403
3994 | 450 | 12 | 14 | 417 | 7 | 417.7 |  | Ceilings, Partitions and Access Flooring | Page | 404
3995 | 456 | 12 | 14 | 417 | 8 | 417.8 |  | Ironmongery | Page | 405
3996 | 4544 | 12 | 14 | 417 | 9 | 417.9 |  | Structural Steelwork | Page | 406
3997 | 459 | 12 | 14 | 417 | 10 | 417.1 |  | Metalwork | Page | 409
3998 | 462 | 12 | 14 | 417 | 11 | 417.11 |  | Plastering | Page | 412
3999 | 465 | 12 | 14 | 417 | 12 | 417.12 |  | Tiling | Page | 413
4000 | 474 | 12 | 14 | 417 | 13 | 417.13 |  | Paintwork | Page | 416
4001 | 478 | 13 | 1 | 418 |  | 418 |  | SECTION NO. 13 BILL NO. 1
4002 | 479 | 13 | 1 | 418 |  | 418 |  | EARTHWORKS (PROVISIONAL)
4003 | 4250 | 13 | 1 | 418 |  | 418 |  | The following are typical examples of descriptions of "nature of ground" Nature of ground
4004 | 4251 | 13 | 1 | 418 |  | 418 |  | The nature of the ground is assumed to be loose sandy material, therefore "earth", but possibly interspersed with "soft rock" or "hard rock" The nature of the ground is assumed to be gravel, therefore "earth", but possibly interspersed with "soft rock" or "hard rock
4005 | 4252 | 13 | 1 | 418 |  | 418 |  | The nature of the ground is assumed to be silty clay with loose river boulders varying in size up to approximately 450mm diameter, all of which will be deemed as "earth", but possibly interspersed with "hard rock" Trial holes indicate that the nature of the ground is silty clay to a depth of approximately 500mm with fine to medium loose sandy material below, therefore "earth
4006 | 4253 | 13 | 1 | 418 |  | 418 |  | A soils investigation has been carried out on the site by the engineer and the report is annexed to these bills of quantities. The soils report indicates that the ground varies between silty sand, reworked soil of mixed origin and residual shale, all of which will be deemed as "earth". All very hard unweathered shale, ironstone, etc, the removal of which necessitates the use of explosives or heavy duty hydraulic percussion hammers (peckers), will be classified as "hard rock
4007 | 4254 | 13 | 1 | 418 |  | 418 |  | Carting away of excavated material
4008 | 4255 | 13 | 1 | 418 |  | 418 |  | Descriptions of carting away of excavated material shall be deemed to include loading excavated material onto trucks directly from the excavations or, alternatively, from stock piles situated on the building site Filling and layer work materials
4009 | 4256 | 13 | 1 | 419 |  | 419 |  | References such as "G1", "G2", etc and "C1", "C2", etc in descriptions of filling and layer work materials refer to corresponding references in the document "Guidelines for Road Construction Materials. TRH 14 : 1985" compiled by the Committee of State Road Authorities and the properties set out therein for each kind shall be applicable to the respective materials described hereinafter User note
4010 | 4257 | 13 | 1 | 419 |  | 419 |  | When no information regarding density and other tests is available the following preamble in respect of testing may be inserted
4011 | 4258 | 13 | 1 | 419 |  | 419 |  | Testing
4012 | 4259 | 13 | 1 | 419 |  | 419 |  | Prices for filling are to include for all necessary density and other tests
4013 | 4260 | 13 | 1 | 419 |  | 419 |  | Site clearance
4014 | 4261 | 13 | 1 | 419 | 1 | 419.1 |  | Digging up and removing rubbish, debris, vegetation, hedges, shrubs, bush, etc and trees not exceeding 200mm girth | m² | 2360 |  | 0
4015 | 4262 | 13 | 1 | 419 |  | 419 |  | BULK EXCAVATION, FILLING, ETC
4016 | 4263 | 13 | 1 | 419 |  | 419 |  | Digging up topsoil
4017 | 4264 | 13 | 1 | 419 | 2 | 419.2 |  | Digging up topsoil to an average depth of 150mm and preserving for use as filling Open face excavation in earth over sloping site | m² | 747 |  | 0
4018 | 4265 | 13 | 1 | 419 | 3 | 419.3 |  | Excavations in earth n.e 2m deep below NGL in open face excavations | m³ | 153 |  | 0
4019 | 4266 | 13 | 1 | 419 |  | 419 |  | Extra over bulk excavations in earth for breaking up and removing
4020 | 4267 | 13 | 1 | 419 | 4 | 419.4 |  | Brickwork | m³ | 5 |  | 0
4021 | 4268 | 13 | 1 | 419 | 5 | 419.5 |  | Unreinforced concrete | m³ | 9 |  | 0
4022 | 4269 | 13 | 1 | 419 | 6 | 419.6 |  | Reinforced concrete | m³ | 1 |  | 0
4023 | 4270 | 13 | 1 | 420 |  | 420 |  | Extra over all excavations for carting away
4024 | 4271 | 13 | 1 | 420 | 7 | 420.7 |  | Surplus material from excavations and/or stock piles on site to a dumping site to be located by the contractor | m³ | 222 |  | 0
4025 | 4272 | 13 | 1 | 420 |  | 420 |  | Keeping excavations free of water
4026 | 4273 | 13 | 1 | 420 | 8 | 420.8 |  | Keeping excavations free of water other than subterranean water | Item | 1 |  | 0
4027 | 4274 | 13 | 1 | 420 |  | 420 |  | FILLING ETC
4028 | 4275 | 13 | 1 | 420 |  | 420 |  | Earth filling obtained from the excavations, including haulage approximately 150m from perimeter of excavations (not compacted)
4029 | 4276 | 13 | 1 | 420 | 9 | 420.9 |  | In prescribed stock piles on site | m³ | 115 |  | 0
4030 | 4277 | 13 | 1 | 420 |  | 420 |  | Filling of natural gravel material G6 supplied by the contractor, compacted to 95% Mod AASHTO density
4031 | 4278 | 13 | 1 | 420 | 10 | 420.1 |  | Under floors, steps, pavings, etc | m³ | 195 |  | 0
4032 | 4279 | 13 | 1 | 420 |  | 420 |  | Compaction of surfaces
4033 | 4280 | 13 | 1 | 420 | 11 | 420.11 |  | Compaction of natural or excavated ground surface under floors etc, including scarifying for a depth of 150mm, breaking down oversize material, adding suitable material where necessary and compacting to 95% Mod AASHTO density TESTS | m² | 811 |  | 0
4034 | 4281 | 13 | 1 | 420 |  | 420 |  | Prescribed tests to determine degree of compaction or other properties of ground or filling
4035 | 4282 | 13 | 1 | 420 | 12 | 420.12 |  | Modified AASHTO Density test | No | 5 |  | 0
4036 | 4283 | 13 | 1 | 420 | 13 | 420.13 |  | Field Density test including "Optimum Moisture Content" test (four readings per test) | No | 2 |  | 0
4037 | 4284 | 13 | 1 | 420 |  | 420 |  | EXCAVATION, FILLING, ETC
4038 | 4285 | 13 | 1 | 420 |  | 420 |  | Excavation in earth not exceeding 2m deep
4039 | 4286 | 13 | 1 | 420 | 14 | 420.14 |  | Trenches | m³ | 523 |  | 0
4040 | 4287 | 13 | 1 | 421 |  | 421 |  | Extra over trench and hole excavations in earth for breaking up and removing
4041 | 4288 | 13 | 1 | 421 | 15 | 421.15 |  | Soft rock | m³ | 4 |  | 0
4042 | 4289 | 13 | 1 | 421 | 16 | 421.16 |  | Hard rock | m³ | 1 |  | 0
4043 | 4290 | 13 | 1 | 421 |  | 421 |  | Extra over all excavations for carting away
4044 | 4291 | 13 | 1 | 421 | 17 | 421.17 |  | Surplus material from excavations and/or stock piles on site, to a dumping site to be located by the contractor | m³ | 345 |  | 0
4045 | 4292 | 13 | 1 | 421 |  | 421 |  | Compaction of ground surfaces
4046 | 4293 | 13 | 1 | 421 | 18 | 421.18 |  | Compaction of natural or excavated ground surface under floors etc, including scarifying for a depth of 150mm, breaking down oversize material, adding suitable material where necessary and compacting to 95% Mod AASHTO density LAYER WORK | m² | 1067 |  | 0
4048 | 481 | 13 | 2 | 423 |  | 423 |  | SECTION NO. 13 BILL NO. 2
4049 | 482 | 13 | 2 | 423 |  | 423 |  | CONCRETE, FORMWORK AND REINFORCEMENT
4050 | 4296 | 13 | 2 | 423 |  | 423 |  | Cost of tests
4051 | 4297 | 13 | 2 | 423 |  | 423 |  | The costs of making, storing and testing of concrete test cubes as required under clause 7 "Tests" of SABS 1200 G shall include the cost of providing cube moulds necessary for the purpose, for testing costs and for submitting reports on the tests for approval. The testing shall be undertaken by an approved independent firm or institution nominated by the contractor (test cubes are measured separately)
4052 | 4298 | 13 | 2 | 423 |  | 423 |  | Lightweight concrete
4053 | 4299 | 13 | 2 | 423 |  | 423 |  | Lightweight concrete shall have a density of 600kg/m3 for the top 50mm and 400kg/m3 for the remaining thickness. The minimum thickness at outlets, channels, etc shall be 50mm
4054 | 4300 | 13 | 2 | 423 |  | 423 |  | Formwork
4055 | 4301 | 13 | 2 | 423 |  | 423 |  | Descriptions of formwork shall be deemed to include use and waste only (except where described as "left in" or "permanent"), for fitting together in the required forms, wedging, plumbing and fixing to true angles and surfaces as necessary to ensure easy release during stripping and for reconditioning as necessary before re-use
4056 | 4302 | 13 | 2 | 423 |  | 423 |  | The vertical strutting shall be carried down to such construction as is sufficiently strong to afford the required support without damage and shall remain in position until the newly constructed work is able to support itself Formwork to soffits of solid slabs etc shall be deemed to be to slabs not exceeding 250mm thick unless otherwise described
4057 | 4303 | 13 | 2 | 424 |  | 424 |  | Formwork to soffits of slabs, beams, etc shall be deemed to be propped up exceeding 1,5m and not exceeding 3,5m high unless otherwise described Formwork to sides of bases, pile caps, ground beams, etc will only be measured where it is prescribed by the engineer for design reasons. Formwork necessitated by irregularity or collapse of excavated faces will not be measured and the cost thereof shall be deemed to be included in the allowance for taking the risk of collapse of the sides of the excavations, provision for which is made in "Earthworks
4058 | 4304 | 13 | 2 | 424 |  | 424 |  | Concrete Walkways
4059 | 4305 | 13 | 2 | 424 |  | 424 |  | 25MPa in foundations
4060 | 4306 | 13 | 2 | 424 | 1 | 424.1 |  | Bases and footings | m³ | 109 |  | 0
4061 | 4307 | 13 | 2 | 424 |  | 424 |  | Surface beds 25MPa
4062 | 4308 | 13 | 2 | 424 | 2 | 424.2 |  | Surface Beds Ramp sides straight including thickening edge | m³ | 376 |  | 0
4063 | 4309 | 13 | 2 | 424 |  | 424 |  | Board-marked vertical to platform edge
4064 | 4310 | 13 | 2 | 424 | 3 | 424.3 |  | Chamfer 25 mm x 25 mm | m | 220 |  | 0
4065 | 4311 | 13 | 2 | 424 |  | 424 |  | Finishing top surfaces of concrete smooth with a steel trowel
4066 | 4312 | 13 | 2 | 424 | 4 | 424.4 |  | Surface beds, slabs, etc to falls and currents | m² | 747 |  | 0
4067 | 4313 | 13 | 2 | 424 |  | 424 |  | Special semi-smooth off-form finish to:
4068 | 4314 | 13 | 2 | 424 |  | 424 |  | ROUGH FORMWORK (DEGREE OF ACCURACY II)
4069 | 4315 | 13 | 2 | 424 |  | 424 |  | Rough formwork to sides
4070 | 4316 | 13 | 2 | 424 | 5 | 424.5 |  | Edges, risers, ends and reveals not exceeding 300mm high or wide | m | 1272 |  | 0
4071 | 4317 | 13 | 2 | 424 |  | 424 |  | Smooth Formwork
4072 | 4318 | 13 | 2 | 424 | 6 | 424.6 |  | To sides of bases and footings | m² | 316 |  | 0
4073 | 4319 | 13 | 2 | 425 |  | 425 |  | MOVEMENT JOINTS ETC
4074 | 4320 | 13 | 2 | 425 |  | 425 |  | Expansion joints with 10mm softboard and sealant between vertical concrete and brick surfaces
4075 | 4321 | 13 | 2 | 425 | 7 | 425.7 |  | Not exceeding 300mm high to edges of surface beds | m | 390 |  | 0
4076 | 4322 | 13 | 2 | 425 |  | 425 |  | Expansion joints with between vertical concrete surfaces, including necessary formwork
4077 | 4323 | 13 | 2 | 425 | 8 | 425.8 |  | 3x35mm Saw-cut joints in top of concrete including 8xream and 10mm backing cord with 8 x 13mm sealant (exposed slabs) | m | 460 |  | 0
4078 | 4324 | 13 | 2 | 425 |  | 425 |  | REINFORCEMENT Mild steel bars
4079 | 4325 | 13 | 2 | 425 | 9 | 425.9 |  | 8mm | t | 2 |  | 0
4080 | 4326 | 13 | 2 | 425 | 10 | 425.1 |  | 16mm | t | 4 |  | 0
4081 | 4327 | 13 | 2 | 425 |  | 425 |  | High-tensile steel bars
4082 | 4328 | 13 | 2 | 425 | 11 | 425.11 |  | 10mm | t | 1 |  | 0
4083 | 4329 | 13 | 2 | 425 | 12 | 425.12 |  | 12mm | t | 1 |  | 0
4084 | 4330 | 13 | 2 | 425 | 13 | 425.13 |  | Mesh 193 | m² | 770 |  | 0
4085 | 4331 | 13 | 2 | 425 |  | 425 |  | CONCRETE
4086 | 4332 | 13 | 2 | 425 |  | 425 |  | Class 25/19 concrete to :
4087 | 4333 | 13 | 2 | 425 | 14 | 425.14 |  | Walkway slab/ surface bed | m³ | 20 |  | 0
4088 | 4334 | 13 | 2 | 425 | 15 | 425.15 |  | Bases-stanchions | m³ | 15 |  | 0
4089 | 4335 | 13 | 2 | 425 |  | 425 |  | Manhole allowance
4090 | 4336 | 13 | 2 | 425 | 16 | 425.16 |  | Allowance per manhole (complete) externally for electrical or other services | No | 12 |  | 0
4091 | 4337 | 13 | 2 | 425 |  | 425 |  | Concrete fountain
4092 | 4338 | 13 | 2 | 425 | 17 | 425.17 |  | Concrete fountain complete as per details | No | 12 |  | 0
4094 | 484 | 13 | 3 | 427 |  | 427 |  | SECTION NO. 13 BILL NO. 3
4095 | 485 | 13 | 3 | 427 |  | 427 |  | STRUCTURAL STEELWORK
4096 | 4340 | 13 | 3 | 427 |  | 427 |  | Consideration is to be given in specific applications (e.g. where "heavy" steel structures such as in industrial plants, towers for mine shafts, etc are dominant) to implement the principles laid down by the "Measurement for Structural Steelwork" as prepared and recommended by the South African Institute of S teel Construction or any other appropriate principles This bill is, however, based on the building work measuring system Finishing-off painting is to be included in this trade only when the structural steel contractor is required to execute the work
4097 | 4341 | 13 | 3 | 427 |  | 427 |  | Finishing-off painting is to be included in this trade
4098 | 4342 | 13 | 3 | 427 |  | 427 |  | Descriptions
4099 | 4343 | 13 | 3 | 427 |  | 427 |  | Descriptions of bolts shall be deemed to include nuts and washers
4100 | 4344 | 13 | 3 | 427 |  | 427 |  | Descriptions of L-shaped and U-shaped anchor bolts shall be deemed to include bending, threading, nuts and washers and embedding in concrete Descriptions of expansion anchors and bolts and chemical anchors and bolts shall be deemed to include nuts, washers and mortices in brickwork or concrete
4101 | 4345 | 13 | 3 | 427 |  | 427 |  | Descriptions of expansion anchors and bolts and chemical anchors and bolts shall be deemed to include nuts, washers and mortices in brickwork or concrete
4102 | 4346 | 13 | 3 | 427 |  | 427 |  | STEEL COLUMNS AND BEAMS
4103 | 4347 | 13 | 3 | 427 |  | 427 |  | Welded beams and purlins etc. with flat bearer and connection plates, bolted to steel
4104 | 4348 | 13 | 3 | 427 | 1 | 427.1 |  | 120 x 60 x 3mm RHS rafters | t | 1 |  | 0
4105 | 4349 | 13 | 3 | 427 | 2 | 427.2 |  | 60 x 60mm SHS stanchions | t | 3 |  | 0
4106 | 4350 | 13 | 3 | 427 | 3 | 427.3 |  | 125 x 65 x 20 x 2,5mm CFLC purlins | t | 3 |  | 0
4108 | 487 | 13 | 4 | 428 |  | 428 |  | SECTION NO. 13 BILL NO. 4
4109 | 488 | 13 | 4 | 428 |  | 428 |  | METALWORK
4110 | 4353 | 13 | 4 | 428 |  | 428 |  | Descriptions of bolts, anchors, etc
4111 | 4354 | 13 | 4 | 428 |  | 428 |  | Descriptions of bolts shall be deemed to include nuts and washers
4112 | 4355 | 13 | 4 | 428 |  | 428 |  | Descriptions of expansion anchors and bolts and chemical anchors and bolts shall be deemed to include nuts, washers and mortices in brickwork or concrete
4113 | 4356 | 13 | 4 | 428 |  | 428 |  | Items described as "holed for bolt(s)" shall be deemed to exclude the bolts unless otherwise described
4114 | 4357 | 13 | 4 | 428 |  | 428 |  | Items described as "plugged" shall be deemed to include screwing to fibre, plastic or metal plugs at not exceeding 600mm centres
4115 | 4358 | 13 | 4 | 428 |  | 428 |  | Aluminium doors, windows, etc
4116 | 4359 | 13 | 4 | 428 |  | 428 |  | Doors and windows shall comply with AAAMSA design criteria Glazing shall comply with SAGGA regulations. Glass thickness shall comply with SAGGA regulations irrespective of thicknesses shown on the schedules/drawings Doors and windows shall be supplied with protective tape and plastic and shall be removed only once surrounding trades have been completed For purpose made windows and doors, refer to drawings annexed to these bills of quantities
4117 | 4360 | 13 | 4 | 428 |  | 428 |  | The following certificates shall be provided prior to commencement of site work:1 A copy of the relevant AAAMSA Performance Test Certificate from the manufacturer/contractor supplying the architectural aluminium product 2 A Certificate of Conformance confirming that anodising or powder coating has been processed in accordance with SANS 999 and SANS 1796 respectively
4118 | 4361 | 13 | 4 | 429 |  | 429 |  | A powder guarantee of not less than 15 years issued by the powder manufacturer. The specific conditions contained in this guarantee shall form part of the powder coating process 4 A Certificate of Conformance confirming that glazing has been installed in accordance with SANS 0137, ensuring that safety glazing materials have been installed in the mandatory areas and that each individual pane of safety glazing materials has been permanently marked5 A warranty from the manufacturer of the laminated safety glass and/or hermetically sealed glazing units guaranteeing the products against delamination and colour degradation for a period of not less than five years
4119 | 4362 | 13 | 4 | 429 |  | 429 |  | Chromadeck roof sheeting for walkways to match roofing colour
4120 | 4363 | 13 | 4 | 429 | 1 | 429.1 |  | Corrugated Chromadek sheeting @ 3 degree ptich fixed to lip channel | m² | 585 |  | 0
4121 | 4364 | 13 | 4 | 429 |  | 429 |  | GATES AND FENCING
4122 | 4365 | 13 | 4 | 429 | 2 | 429.2 |  | High density anti-climbing and anti-cut pressed mesh panel fencing 2400mm high, formed of 4mm diameter horizontal and 4mm diameter horizontal and 4mm diameter vertical high tensile wires galvanised with marine fusion bond coating colour (might be green, blue or black) with aperture size 76.2 x 12.7mm and reinforcing V-section ribs, bolted with vandal resistant bolts and clamping plates to 85-45mm taper locking post 2400mm high including locking recess mechanism at 3382mm centres with sealed end caps and 30 x 3mm 250mm long angle section base anchors with posts bedded in 15MPa concrete bases size 400 x 400 x 600mm deep | m | 743 |  | 0
4123 | 4366 | 13 | 4 | 430 | 3 | 430.3 |  | 0.789 x 2020mm high Mild steel gate consisting of 10 x10mm mild steel square bars fixed at 100mm centres at with heavy duty hinges that allows the gate to open up to 90 degrees. Painted 1 coat zinc chromate primer, 2 coats exterior finish gloss enamel , colour to architect's specification 50 X 50mm mild steel square tube welded to form frame. Painted Refer to finishes schedule, 2 x coats gloss enamel (exterior quality) Custom made barrel bolts mechanism to specialist design & installation; materials, fixing and installation are to be in compliance with SANS requirements. Barrel bolts to be locked with Heavy duty weatherproof padlocks | No | 13 |  | 0
4124 | 4367 | 13 | 4 | 430 | 4 | 430.4 |  | 1872 x 2100 Mild steel Double gate consisting of 10 x10mm mild steel square bars fixed at 100mm centres at with heavy duty hinges that allows the gate to open up to 90 degrees. Painted 1 coat zinc chromate primer, 2 coats exterior finish gloss enamel , colour to architect's specification 50 X 50mm mild steel square tube welded to form frame. Painted Refer to finishes schedule, 2 x coats gloss enamel (exterior quality) Custom made barrel bolts mechanism to specialist design & installation; materials, fixing and installation are to be in compliance with SANS requirements. Barrel bolts to be locked with Heavy duty weatherproof padlocks | No | 2 |  | 0
4125 | 4368 | 13 | 4 | 430 | 5 | 430.5 |  | 980 x 1800 Mild steel gate consisting of 10 x10mm mild steel square bars fixed at 100mm centres at with heavy duty hinges that allows the gate to open up to 90 degrees. 50 X 50mm mild steel square tube welded to form frame. Painted Refer to finishes schedule, 2 x coats gloss enamel (exterior quality) Custom made barrel bolts mechanism to specialist design & installation; materials, fixing and installation are to be in compliance with SANS requirements. Barrel bolts to be locked with Heavy duty weatherproof padlocks | No | 2 |  | 0
4126 | 4369 | 13 | 4 | 431 | 6 | 431.6 |  | 900 x 2000mm Mild steel pedestrian gate consisting of 10 x10mm mild steel square bars fixed at 100mm centres at with heavy duty hinges that allows the gate to open up to 90 degrees. 50 X 50mm mild steel square tube welded to form frame. Painted Refer to finishes schedule, 2 x coats gloss enamel (exterior quality) Custom made barrel bolts mechanism to specialist design & installation; materials, fixing and installation are to be in compliance with SANS requirements. Barrel bolts to be locked with Heavy duty weatherproof padlocks. Electric door lock opener | No | 1 |  | 0
4127 | 4370 | 13 | 4 | 431 | 7 | 431.7 |  | 900 x 1800 Mild steel gate consisting of 10 x10mm mild steel square bars fixed at 100mm centres at with heavy duty hinges that allows the gate to open up to 90 degrees. Painted 1 coat zinc chromate primer, 2 coats exterior finish gloss enamel , colour to architect's specification 50 X 50mm mild steel square tube welded to form frame. Painted Refer to finishes schedule, 2 x coats gloss enamel (exterior quality) Custom made barrel bolts mechanism to specialist design & installation; materials, fixing and installation are to be in compliance with SANS requirements. Barrel bolts to be locked with Heavy duty weatherproof padlocks | No | 2 |  | 0
4128 | 4371 | 13 | 4 | 431 | 8 | 431.8 |  | 3180 x 2100mm high Mild steel double gate consisting of 10 x10mm mild steel square bars fixed at 100mm centres at with heavy duty hinges that allows the gate to open up to 90 degrees. 50 X 50mm mild steel square tube welded to form frame. Painted Refer to finishes schedule, 2 x coats gloss enamel (exterior quality) Custom made barrel bolts mechanism to specialist design & installation; materials, fixing and installation are to be in compliance with SANS requirements. Barrel bolts to be locked with Heavy duty weatherproof padlocks | No | 2 |  | 0
4129 | 4372 | 13 | 4 | 431 | 9 | 431.9 |  | Balustrade complete with 50mm x 50mm Mild Steel baluster welded to 100mm x 100mm MS plate bolted to RC upstand and 50mm x 50mm Horizontal Mild Steel Tubing (Handrail) welded to 50mm x 50mm Vertical Mild Steel Baluster and 25mm x 25mm Mild Steel Horizontal Tubing Welded to 50mm x 50mm Mild Steel Vertical Baluster and 100mm x 100mm Mild Steel plate bolted to RC base with 4No. M10 rawl bolts (inlcuding bolts and washers etc. ) | m | 190 |  | 0
4131 | 490 | 13 | 5 | 433 |  | 433 |  | SECTION NO. 13 BILL NO. 5
4132 | 491 | 13 | 5 | 433 |  | 433 |  | PLUMBING & DRAINAGE (PROVISIONAL)
4133 | 4374 | 13 | 5 | 433 |  | 433 |  | Wire gratings
4134 | 4375 | 13 | 5 | 433 |  | 433 |  | Descriptions of gutter outlets etc shall be deemed to include wire balloon gratings
4135 | 4376 | 13 | 5 | 433 |  | 433 |  | Stormwater channels
4136 | 4377 | 13 | 5 | 433 |  | 433 |  | Descriptions of channels shall be deemed to include necessary excavation, surface preparation, compaction, etc, and disposal of surplus material on site French drains
4137 | 4378 | 13 | 5 | 433 |  | 433 |  | Septic tanks
4138 | 4379 | 13 | 5 | 433 |  | 433 |  | Descriptions of proprietary type septic tanks shall be deemed to include excavation, bedding and jointing, concrete base slabs, jointing to drains and backfilling, compaction, etc all in accordance with the manufacturer's instructions and disposal of surplus material on site
4139 | 4380 | 13 | 5 | 433 |  | 433 |  | Stainless steel basins, sinks, wash troughs, urinals, etc
4140 | 4381 | 13 | 5 | 433 |  | 433 |  | Stainless steel for economy basins, domestic sinks and worktops shall be Type 430 (17/0) Stainless steel for urinals, basins, quality sinks, wash troughs, institutional equipment, etc shall be Type 304 (18/8) Stainless steel for laboratory sinks, photographic equipment, etc shall be Type 316 (18/8) Units shall have standard aprons on all exposed edges and tiling keys against walls where applicable
4141 | 4382 | 13 | 5 | 433 |  | 433 |  | Sealing of edges
4142 | 4383 | 13 | 5 | 433 |  | 433 |  | Outer edges of sinks, basins, baths, urinals, etc are to be sealed against adjacent surfaces with approved silicone
4143 | 4384 | 13 | 5 | 434 |  | 434 |  | PVC-U pipes and fittings
4144 | 4385 | 13 | 5 | 434 |  | 434 |  | Sewer and drainage pipes and fittings shall be jointed and sealed with butyl rubber rings Soil, waste and vent pipes and fittings shall be solvent weld jointed or sealed with butyl rubber rings
4145 | 4386 | 13 | 5 | 434 |  | 434 |  | PVC-U pressure pipes and fittings
4146 | 4387 | 13 | 5 | 434 |  | 434 |  | Pipes of 50mm diameter and smaller shall be plain ended with solvent welded PVC-U loose sockets and fittings Pipes of 63mm diameter and greater shall have sockets and spigots with push-in type integral rubber ring joints. Bends shall be PVC-U and all other fittings shall be cast iron, all with similar push-in type joints
4147 | 4388 | 13 | 5 | 434 |  | 434 |  | High density polyethylene (HDPe) pipes and fittings
4148 | 4389 | 13 | 5 | 434 |  | 434 |  | Pipes shall be type IV and of the class specified with compression fittings Polypropylene pipes
4149 | 4390 | 13 | 5 | 434 |  | 434 |  | Polypropylene pipes 54mm diameter and smaller shall be seamless copper coloured Class 16 pipes jointed with heat welded thermoplastic or where so described compression fittings Pipes shall be firmly fixed to walls, etc with coloured nylon snap-in pipe clips with provision for accommodating thermal movement and jointed and fixed strictly in accordance with the manufacturer's instructions
4150 | 4391 | 13 | 5 | 434 |  | 434 |  | Copper pipes
4151 | 4392 | 13 | 5 | 434 |  | 434 |  | Pipes shall be hard drawn and half-hard pipes of the class described. Class 0 (thin walled hard drawn) pipes shall not be bent. Class 1 (thin walled half-hard), Class 2 (half-hard) and Class 3 (heavy walled half-hard) pipes shall only be bent with benders with inner and outer formers. Capillary solder fittings shall comply with ISO 2016 Copper pipes are to be installed in accordance with the latest revision of the Code of Practice for Copper Plumbing soldering techniques. Flux, solder, etc to be strictly in accordance with the manufacturer's requirements with special attention to copper flux composition
4152 | 4393 | 13 | 5 | 435 |  | 435 |  | Reducing fittings
4153 | 4394 | 13 | 5 | 435 |  | 435 |  | Where fittings have reducing ends or branches they are described as "reducing" and only the largest end or branch size is given. Should the contractor wish to use other fittings and bushes or reducers he may do so on the understanding that no claim in this regard will be entertained Fixing of pipes
4154 | 4395 | 13 | 5 | 435 |  | 435 |  | Unless specifically otherwise stated, descriptions of pipes shall be deemed to include fixing to walls, etc, casting in, building in or suspending not exceeding 1m below suspension level
4155 | 4396 | 13 | 5 | 435 |  | 435 |  | Paper wrapping to pipes
4156 | 4397 | 13 | 5 | 435 |  | 435 |  | Pipes chased into brickwork must be wrapped with two layers of stout brown paper tied with wire. Rates are to include for wrapping around joints and fittings
4157 | 4398 | 13 | 5 | 435 |  | 435 |  | Disinfection of water pipework
4158 | 4399 | 13 | 5 | 435 |  | 435 |  | Water pipework is to be disinfected at completion
4159 | 4400 | 13 | 5 | 435 |  | 435 |  | Prices for wrapping of pipes shall include for all work as described to couplings in the length
4160 | 4401 | 13 | 5 | 435 |  | 435 |  | Laying, backfilling, bedding, etc of pipes
4161 | 4402 | 13 | 5 | 435 |  | 435 |  | Pipes shall be laid and bedded in accordance with manufacturers' instructions and trenches shall be carefully backfilled
4162 | 4403 | 13 | 5 | 435 |  | 435 |  | Where no manufacturers' instructions exist, pipes shall be laid in accordance with the relevant section of SANS 2001
4163 | 4404 | 13 | 5 | 436 |  | 436 |  | General
4164 | 4405 | 13 | 5 | 436 |  | 436 |  | Descriptions of cast iron roof outlets shall be deemed to include joints to pipes and casting into concrete (adaptors for joints to PVC pipes, etc are given separately) Descriptions of overflow pipes where measured in number, shall be deemed to include joints to cisterns and splay cut ends Descriptions of pipes laid in and including trenches and of inspection chambers, catchpits, etc shall be deemed to include excavation, bedding, backfilling, compaction to a minimum of 95% Mod AASHTO density and disposal of surplus material on site
4165 | 4406 | 13 | 5 | 436 |  | 436 |  | Descriptions of service pipes and flexible connecting pipes shall be deemed to include connections to taps, cisterns, etc and to steel pipes
4166 | 4407 | 13 | 5 | 436 |  | 436 |  | Descriptions of WC pans, slop hoppers, etc shall be deemed to include for joints to soil pipes
4167 | 4408 | 13 | 5 | 436 |  | 436 |  | As-built drawings
4168 | 4409 | 13 | 5 | 436 |  | 436 |  | Rainwater collection
4169 | 4410 | 13 | 5 | 436 | 1 | 436.1 |  | Approved 500l Water tanks installed with all valves and connections, pipework measured elsewhere | No | 2 |  | 0
4170 | 4411 | 13 | 5 | 436 |  | 436 |  | SANITARYWARE
4171 | 4412 | 13 | 5 | 436 | 2 | 436.2 |  | Stainless steel push tap drinking fountain connected to socket and 22mm steel pipe 1,2m long connected to water supply | No | 8 |  | 0
4172 | 4413 | 13 | 5 | 436 | 3 | 436.3 |  | Stainless steel turn tap drinking fountain connected to socket and 22mm steel pipe 0,9m long connected to water supply | No | 4 |  | 0
4174 | 477 | 13 | 6 | 438 | 1 | 438.1 |  | Earthworks (Provisional) | Page | 422
4175 | 480 | 13 | 6 | 438 | 2 | 438.2 |  | Concrete, Formwork & Reinforcement | Page | 426
4176 | 483 | 13 | 6 | 438 | 3 | 438.3 |  | Structural Steelwork | Page | 427
4177 | 486 | 13 | 6 | 438 | 4 | 438.4 |  | Metalwork | Page | 432
4178 | 489 | 13 | 6 | 438 | 5 | 438.5 |  | Plumbing & Drainage (Provisional) | Page | 437
4179 | 499 | 14 | 1 | 439 |  | 439 |  | SECTION NO. 14 BILL NO. 1
4180 | 555 | 14 | 1 | 439 |  | 439 |  | FURNITURE
4181 | 4416 | 14 | 1 | 439 |  | 439 |  | EXISTING CLASSROOM BLOCK 1, 2, 3,4, 5
4182 | 4417 | 14 | 1 | 439 | 1 | 439.1 |  | Grade 1 - 3 Single combination primary desk | No | 200 |  | 0
4183 | 4418 | 14 | 1 | 439 | 2 | 439.2 |  | Grade 4 - 6 Single combination primary desk | No | 205 |  | 0
4184 | 4419 | 14 | 1 | 439 | 3 | 439.3 |  | Grade 7 single combination primary desk | No | 210 |  | 0
4185 | 4420 | 14 | 1 | 439 | 4 | 439.4 |  | Teachers Desk with 2 Drawers | No | 5 |  | 0
4186 | 4421 | 14 | 1 | 439 | 5 | 439.5 |  | Upholstered chair without arms | No | 5 |  | 0
4187 | 4422 | 14 | 1 | 439 | 6 | 439.6 |  | 3-46-00 Stat cupboard : 4 adjustable shelves & lock doors | No | 5 |  | 0
4188 | 4423 | 14 | 1 | 439 |  | 439 |  | HOD OFFICE AND WORK ROOMS
4189 | 4424 | 14 | 1 | 439 | 7 | 439.7 |  | Upholstered chairs with arms | No | 4 |  | 0
4190 | 4425 | 14 | 1 | 439 | 8 | 439.8 |  | Stationary cupboards 2 door shelves | No | 4 |  | 0
4191 | 4426 | 14 | 1 | 439 | 9 | 439.9 |  | 3-21-25 Office desk : 2 drawers (top drawer, lock) | No | 4 |  | 0
4192 | 4427 | 14 | 1 | 439 |  | 439 |  | NEW ADMIN BLOCK
4193 | 4428 | 14 | 1 | 439 | 10 | 439.1 |  | Filling rack pigeon hole 30 division | No | 3 |  | 0
4194 | 4429 | 14 | 1 | 439 | 11 | 439.11 |  | 3-20-14 Coffee table (N/Oak) | No | 30 |  | 0
4195 | 4430 | 14 | 1 | 439 | 12 | 439.12 |  | 3-94-04 Side chair with arms | No | 30 |  | 0
4196 | 4431 | 14 | 1 | 439 | 13 | 439.13 |  | Upholstered chairs with arms | No | 8 |  | 0
4197 | 4432 | 14 | 1 | 439 | 14 | 439.14 |  | 3-49-10 Steel hat and coat stand | No | 4 |  | 0
4198 | 4433 | 14 | 1 | 439 | 15 | 439.15 |  | 3-46-00 Steel stationery cupboard | No | 2 |  | 0
4199 | 4434 | 14 | 1 | 439 | 16 | 439.16 |  | Steel frame single bed with bedding sheets etc x 3 sets | No | 2 |  | 0
4200 | 4435 | 14 | 1 | 440 | 17 | 440.17 |  | Principle desk connecting corner piece | No | 2 |  | 0
4201 | 4436 | 14 | 1 | 440 | 18 | 440.18 |  | Principle desk with 3 drawers fitter on right hand side | No | 2 |  | 0
4202 | 4437 | 14 | 1 | 440 | 19 | 440.19 |  | Filing cabinet with 4 drawers | No | 2 |  | 0
4203 | 4438 | 14 | 1 | 440 | 20 | 440.2 |  | High back swivel & tilt chair with 5-star base | No | 2 |  | 0
4204 | 4439 | 14 | 1 | 440 | 21 | 440.21 |  | Correspondence rack 3 division | No | 1 |  | 0
4205 | 4440 | 14 | 1 | 440 | 22 | 440.22 |  | Wooden glazed door bookcase with 3 shelves | No | 1 |  | 0
4206 | 4441 | 14 | 1 | 440 |  | 440 |  | Grade R
4207 | 4442 | 14 | 1 | 440 | 23 | 440.23 |  | 3-30-02 Pre-school (6 seater) table | No | 5 |  | 0
4208 | 4443 | 14 | 1 | 440 | 24 | 440.24 |  | 3-23-040 "Tech" Stackable chair | No | 33 |  | 0
4209 | 4444 | 14 | 1 | 440 | 25 | 440.25 |  | Steel frame single bed with bedding sheets etc x 3 sets | No | 2 |  | 0
4210 | 4445 | 14 | 1 | 440 | 26 | 440.26 |  | Upholstered chairs with arms | No | 2 |  | 0
4211 | 4446 | 14 | 1 | 440 |  | 440 |  | Science & media lab
4212 | 4447 | 14 | 1 | 440 | 27 | 440.27 |  | Lab Chair | No | 30 |  | 0
4213 | 4448 | 14 | 1 | 440 | 28 | 440.28 |  | Double stackable school table (not standard height) | No | 15 |  | 0
4214 | 4449 | 14 | 1 | 440 | 29 | 440.29 |  | Upholstered chairs with arms (not standard height) | No | 17 |  | 0
4215 | 4450 | 14 | 1 | 440 | 30 | 440.3 |  | Stationery cupboards 2 door shelves | No | 2 |  | 0
4216 | 4451 | 14 | 1 | 440 | 31 | 440.31 |  | 3-21-25 Office desk : 2 drawers (top drawer, lock) | No | 2 |  | 0
4217 | 4452 | 14 | 1 | 440 |  | 440 |  | Guard House
4218 | 4453 | 14 | 1 | 440 | 32 | 440.32 |  | 3-22-01 Sec Adult chair : Large Orange seat | No | 2 |  | 0
4219 | 4454 | 14 | 1 | 440 | 33 | 440.33 |  | 3-21-25 Teacher"s desk : 2 drawers : saligna | No | 1 |  | 0
4220 | 4455 | 14 | 1 | 440 |  | 440 |  | External Furniture
4221 | 4456 | 14 | 1 | 440 | 34 | 440.34 |  | Playground climbing stairs with swings | No | 2 |  | 0
4222 | 4457 | 14 | 1 | 440 | 35 | 440.35 |  | Slides | No | 4 |  | 0
4223 | 4458 | 14 | 1 | 441 | 36 | 441.36 |  | Playground system | No | 2 |  | 0
4224 | 4459 | 14 | 1 | 441 | 37 | 441.37 |  | Other accessories | No | 8 |  | 0
4226 | 502 | 15 | 1 | 443 |  | 443 |  | SECTION NO. 15 BILL NO. 1
4227 | 556 | 15 | 1 | 443 |  | 443 |  | PROVISIONAL SUMS
4228 | 4462 | 15 | 1 | 443 |  | 443 |  | Work for which budgetary allowances are provided will be measured and valued in accordance with the relevant JBCC building agreement and deducted in whole or in part if not required without any compensation for loss of profit on the said allowances
4229 | 4463 | 15 | 1 | 443 |  | 443 |  | Prime cost amounts and provisional sums are net. Prime cost amounts shall include for delivery to site of all articles concerned Provisional sums are for material and equipment supplied and installed complete by firms of specialists Profit
4230 | 4464 | 15 | 1 | 443 |  | 443 |  | Where stated, the contractor may allow for profit if required
4231 | 4465 | 15 | 1 | 443 |  | 443 |  | The item "attendance" which follows each provisional sum for nominated/selected subcontractors' work, shall be deemed to cover all the contractor's costs incurred in providing free of charge to the nominated/selected subcontractors the contractor's duties as described in clause 12.2 of the JBCC N/S Subcontract Agreement
4232 | 4466 | 15 | 1 | 443 |  | 443 |  | Special attendance on nominated/selected subcontractors
4233 | 4467 | 15 | 1 | 443 |  | 443 |  | Where "special attendance" such as unloading, storing, placing in position, providing special power supplies, specific hoisting, cranage and scaffolding requirements, provision of temporary casing and/or other specific protection of the works, special security and clearing away rubbish is required, a separate item describing the specific requirements in detail is to be provided for the pricing of such requirements Builder's work
4234 | 4468 | 15 | 1 | 443 |  | 443 |  | Builder's work in connection with specialist services is given elsewhere in these bills of quantities
4235 | 4469 | 15 | 1 | 444 |  | 444 |  | Landscaping (soft and hard allowance)
4236 | 4470 | 15 | 1 | 444 | 1 | 444.1 |  | Provide the sum of R 300 000 for landscaping including irrigation | Item | 1 |  | 0
4237 | 4471 | 15 | 1 | 444 | 2 | 444.2 |  | Profit | Item | 1 |  | 0
4238 | 4472 | 15 | 1 | 444 | 3 | 444.3 |  | Attendance | Item | 1 |  | 0
4239 | 4473 | 15 | 1 | 444 |  | 444 |  | Electronic installation (telecoms and alarm - back bone conduiting elsewhere)
4240 | 4474 | 15 | 1 | 444 | 4 | 444.4 |  | Provide the sum of Cur R 150 000 for electronic installation | Item | 1 |  | 0
4241 | 4475 | 15 | 1 | 444 | 5 | 444.5 |  | Profit | Item | 1 |  | 0
4242 | 4476 | 15 | 1 | 444 | 6 | 444.6 |  | Attendance | Item | 1 |  | 0
4243 | 4477 | 15 | 1 | 444 |  | 444 |  | Borehole Moving & Upgrade
4244 | 4478 | 15 | 1 | 444 | 7 | 444.7 |  | Provide the sum of R 95 000 for Borehole relocation/redrilling | Item | 1 |  | 0
4245 | 4479 | 15 | 1 | 444 | 8 | 444.8 |  | Profit | Item | 1 |  | 0
4246 | 4480 | 15 | 1 | 444 | 9 | 444.9 |  | Attendance | Item | 1 |  | 0
4247 | 4481 | 15 | 1 | 444 |  | 444 |  | CCTV (backbone elsewhere)
4248 | 4482 | 15 | 1 | 444 | 10 | 444.1 |  | Provide the sum of R 65 000 installation, data cabling, etc | Item | 1 |  | 0
4249 | 4483 | 15 | 1 | 444 | 11 | 444.11 |  | Profit | Item | 1 |  | 0
4250 | 4484 | 15 | 1 | 444 | 12 | 444.12 |  | Attendance | Item | 1 |  | 0
4251 | 4485 | 15 | 1 | 444 |  | 444 |  | Kitchen equipment installation
4252 | 4486 | 15 | 1 | 444 | 13 | 444.13 |  | Provide the sum of R 300 000 for kitchen equipment installation | Item | 1 |  | 0
4253 | 4487 | 15 | 1 | 444 | 14 | 444.14 |  | Profit | Item | 1 |  | 0
4254 | 4488 | 15 | 1 | 444 | 15 | 444.15 |  | Attendance | Item | 1 |  | 0
4255 | 4489 | 15 | 1 | 445 |  | 445 |  | Solar Set Up
4256 | 4490 | 15 | 1 | 445 | 16 | 445.16 |  | Provide the sum of R 105 000 for solar Set Up | Item | 1 |  | 0
4257 | 4491 | 15 | 1 | 445 | 17 | 445.17 |  | Profit | Item | 1 |  | 0
4258 | 4492 | 15 | 1 | 445 | 18 | 445.18 |  | Attendance | Item | 1 |  | 0
4259 | 4493 | 15 | 1 | 445 |  | 445 |  | Allowance of temporary traffic accommodation
4260 | 4494 | 15 | 1 | 445 | 19 | 445.19 |  | Allow a sum of 126 000 for temporary road signs, cones, etc. to allow for traffic flow | Item | 1 |  | 0
4261 | 4495 | 15 | 1 | 445 | 20 | 445.2 |  | Profit | Item | 1 |  | 0
4262 | 4496 | 15 | 1 | 445 | 21 | 445.21 |  | Attendance | Item | 1 |  | 0
4263 | 4497 | 15 | 1 | 445 |  | 445 |  | Budgetary Allowance for the Employment of a Community Liaison Officer for the Duration of the Project (CLO)
4264 | 4498 | 15 | 1 | 445 | 22 | 445.22 |  | Allow a sum of R 65 000 for CLO Appointment | Item | 1 |  | 0
4265 | 4499 | 15 | 1 | 445 |  | 445 |  | Budgetary Allowance for the Employment of a 2No. Built Environment Graduates for the duration of the Project
4266 | 4500 | 15 | 1 | 445 | 23 | 445.23 |  | Allow a sum of R 192 000.00 for Appointment of Graduates | Item | 1 |  | 0
4267 | 4501 | 15 | 1 | 445 |  | 445 |  | Budgetary Allowance for Escallation (CPAP)
4268 | 4502 | 15 | 1 | 445 | 24 | 445.24 |  | Allow a sum of R 492 803,43 for CPAP | Item | 1 |  | 0
4270 | 103 | 16 | 1 | 447 |  | 447 |  | SECTION NO. 16 BILL NO. 1
4271 | 163 | 16 | 1 | 447 |  | 447 | SANS 1200 | CIVIL WORKS
4272 | 6030 | 16 | 1 | 447 |  | 447 |  | PREAMBLES
4273 | 6031 | 16 | 1 | 447 |  | 447 |  | The Bidder is referred to the relevant clauses in a separate document 'SPECIFICATION OF MATERIALS AND METHODS TO BE USED PW 371A (Edition 2.1 July 2014) which is obtainable from Public Works website www.publicworks.gov.za/consultantsguidelines
4274 | 6032 | 16 | 1 | 447 |  | 447 |  | SUPPLEMENTARY PREAMBLES
4275 | 6033 | 16 | 1 | 447 |  | 447 |  | General:
4276 | 6034 | 16 | 1 | 447 |  | 447 |  | Amounts brought forward from Annexure A: Civil Works summary page :
4277 | 6035 | 16 | 1 | 447 | 1 | 447.1 |  | FIXED P&G | Item | 1 |  | 0
4278 | 6036 | 16 | 1 | 447 | 2 | 447.2 |  | Paving | Item | 1 |  | 0
4279 | 6037 | 16 | 1 | 447 | 3 | 447.3 |  | Buried Services | Item | 1 |  | 0
4281 | 66 | 17 | 1 | 448 |  | 448 |  | SECTION NO. 17 BILL NO. 1
4282 | 129 | 17 | 1 | 448 |  | 448 |  | ELECTRICAL INSTALLATION
4283 | 6039 | 17 | 1 | 448 |  | 448 |  | PREAMBLES
4284 | 6040 | 17 | 1 | 448 |  | 448 |  | The Bidder is referred to the relevant clauses in a separate document 'SPECIFICATION OF MATERIALS AND METHODS TO BE USED PW 371A (Edition 2.1 July 2014) which is obtainable from Public Works website www.publicworks.gov.za/consultantsguidelines
4285 | 6041 | 17 | 1 | 448 |  | 448 |  | SUPPLEMENTARY PREAMBLES
4286 | 6042 | 17 | 1 | 448 |  | 448 |  | General:
4287 | 6043 | 17 | 1 | 448 |  | 448 |  | Amounts brought forward from Annexure B: Electrical Installations summary page :
4288 | 6044 | 17 | 1 | 448 | 1 | 448.1 |  | Complete installation, reticulation, electrical, telephone, intercom and bell system | Item | 1 |  | 0
4289 | 6045 | 17 | 1 | 448 | 2 | 448.2 |  | ADMIN BLOCK COMPLETE INSTALLATION : INTERNAL ELECTRICAL INSTALLATION | Item | 1 |  | 0
4290 | 6046 | 17 | 1 | 448 | 3 | 448.3 |  | ADMIN BLOCK: LUMINAIRES AND WIREWAYS FOR TELEPHONE AND INTERCOM SYSTEM | Item | 1 |  | 0
4291 | 6047 | 17 | 1 | 448 | 4 | 448.4 |  | Grade R INTERNAL ELECTRICAL INSTALLATION | Item | 1 |  | 0
4292 | 6048 | 17 | 1 | 448 | 5 | 448.5 |  | Grade R LUMINAIRES AND WIREWAYS FOR TELEPHONE AND INTERCOM SYSTEM | Item | 1 |  | 0
4293 | 6049 | 17 | 1 | 448 | 6 | 448.6 |  | New Block 4 INTERNAL ELECTRICAL | Item | 1 |  | 0
4294 | 6050 | 17 | 1 | 448 | 7 | 448.7 |  | New Block 4 LUMINAIRES AND WIREWAYS FOR TELEPHONE AND INTERCOM SYSTEM | Item | 1 |  | 0
4295 | 6051 | 17 | 1 | 448 | 8 | 448.8 |  | Nutrition Block INTERNAL ELECTRICAL | Item | 1 |  | 0
4296 | 6052 | 17 | 1 | 448 | 9 | 448.9 |  | Nutrition Block LUMINAIRES AND WIREWAYS FOR TELEPHONE AND INTERCOM SYSTEM | Item | 1 |  | 0
4297 | 6053 | 17 | 1 | 449 | 10 | 449.1 |  | Existing Bock 1 INTERNAL ELECTRICAL | Item | 1 |  | 0
4298 | 6054 | 17 | 1 | 449 | 11 | 449.11 |  | Exisating Block 1 LUMINAIRES AND WIREWAYS FOR TELEPHONE AND INTERCOM SYSTEM | Item | 1 |  | 0
4299 | 6055 | 17 | 1 | 449 | 12 | 449.12 |  | Existing Bock 2 INTERNAL ELECTRICAL | Item | 1 |  | 0
4300 | 6056 | 17 | 1 | 449 | 13 | 449.13 |  | Existing Block 2 LUMINAIRES AND WIREWAYS FOR TELEPHONE AND INTERCOM SYSTEM | Item | 1 |  | 0
4301 | 6057 | 17 | 1 | 449 | 14 | 449.14 |  | Existing Bock 3 INTERNAL ELECTRICAL | Item | 1 |  | 0
4302 | 6058 | 17 | 1 | 449 | 15 | 449.15 |  | Existing Block 3 LUMINAIRES AND WIREWAYS FOR TELEPHONE AND INTERCOM SYSTEM | Item | 1 |  | 0
4303 | 6059 | 17 | 1 | 449 | 16 | 449.16 |  | New Block 5 INTERNAL ELECTRICAL | Item | 1 |  | 0
4304 | 6060 | 17 | 1 | 449 | 17 | 449.17 |  | New Block 5 LUMINAIRES AND WIREWAYS FOR TELEPHONE AND INTERCOM SYSTEM | Item | 1 |  | 0
4305 | 6061 | 17 | 1 | 449 | 18 | 449.18 |  | Science Media HOD INTERNAL ELECTRICAL | Item | 1 |  | 0
4306 | 6062 | 17 | 1 | 449 | 19 | 449.19 |  | Science Media HOD LUMINAIRES AND WIREWAYS FOR TELEPHONE AND INTERCOM SYSTEM | Item | 1 |  | 0
4307 | 6063 | 17 | 1 | 449 | 20 | 449.2 |  | PROVISIONAL SUMS | Item | 1 |  | 0
4308 | 6064 | 17 | 1 | 449 |  | 449 |  | NOTE: ALL RATES AND PRICES EXCLUDE 15% VAT.
4309 | 6065 | 17 | 1 | 449 |  | 449 |  | VAT WILL BE ADDED IN THE FINAL SUMMARY OF BILLS OF QUANTITIES -
4310 | 6066 | 17 | 1 | 449 |  | 449 |  | PART "A", I.E. IN THE BUILDER'S TENDER
4312 | 105 | 18 | 1 | 451 |  | 451 |  | SECTION NO. 18 BILL NO. 1
4313 | 152 | 18 | 1 | 451 |  | 451 |  | MECHANICAL INSTALLATION
4314 | 6068 | 18 | 1 | 451 |  | 451 |  | PREAMBLES
4315 | 6069 | 18 | 1 | 451 |  | 451 |  | The Bidder is referred to the relevant clauses in a separate document 'SPECIFICATION OF MATERIALS AND METHODS TO BE USED PW 371A (Edition 2.1 July 2014) which is obtainable from Public Works website www.publicworks.gov.za/consultantsguidelines
4316 | 6070 | 18 | 1 | 451 |  | 451 |  | SUPPLEMENTARY PREAMBLES
4317 | 6071 | 18 | 1 | 451 |  | 451 |  | General:
4318 | 6072 | 18 | 1 | 451 |  | 451 |  | Amounts brought forward from Annexure C: Mechanical Installations summary page
4319 | 6073 | 18 | 1 | 451 | 1 | 451.1 |  | Preliminary and General | Item | 1 |  | 0
4320 | 6074 | 18 | 1 | 451 | 2 | 451.2 |  | Preambles | Item | 1 |  | 0
4321 | 6075 | 18 | 1 | 451 | 3 | 451.3 |  | Fire Hydrants and Hose Reels Water Reticulation | Item | 1 |  | 0
4322 | 6076 | 18 | 1 | 451 | 4 | 451.4 |  | Fire Hydrants, Fire Extinguishers and Signage | Item | 1 |  | 0
4323 | 6077 | 18 | 1 | 451 | 5 | 451.5 |  | Tanks and Pumps - Fire Water Storage | Item | 1 |  | 0
4324 | 6084 | 18 | 1 | 451 | 6 | 451.6 |  | Tanks and Pumps - Fresh Water Tank | Item | 1 |  | 0
4325 | 6078 | 18 | 1 | 451 | 7 | 451.7 |  | Standard Rates | Item | 1 |  | 0
4326 | 6079 | 18 | 1 | 451 | 8 | 451.8 |  | Extraction | Item | 1 |  | 0
4327 | 6080 | 18 | 1 | 451 | 9 | 451.9 |  | LAB GAS | Item | 1 |  | 0
4328 | 6081 | 18 | 1 | 451 | 10 | 451.1 |  | Nutrition GAS | Item | 1 |  | 0
4330 | 1 | 19 | 1 | 452 | 1 | 452.1 |  | Preliminaries & General | Page | 20
4331 | 2 | 19 | 1 | 452 | 2 | 452.2 |  | Alterations & Demolitions | Page | 27
4332 | 3 | 19 | 1 | 452 | 3 | 452.3 |  | Existing Classroom Refurbishment | Page | 40
4333 | 4 | 19 | 1 | 452 | 4 | 452.4 |  | Existing Ablutions | Page | 69
4334 | 5 | 19 | 1 | 452 | 5 | 452.5 |  | Admin Block | Page | 119
4335 | 6 | 19 | 1 | 452 | 6 | 452.6 |  | Dinning & Nutrition Centre | Page | 168
4336 | 7 | 19 | 1 | 452 | 7 | 452.7 |  | Refurb Science and Multimedia Lab | Page | 215
4337 | 8 | 19 | 1 | 452 | 8 | 452.8 |  | Classroom Block 5 & Head of Department | Page | 251
4338 | 9 | 19 | 1 | 452 | 9 | 452.9 |  | Classroom Block 4 | Page | 289
4339 | 10 | 19 | 1 | 452 | 10 | 452.1 |  | New Grade R Classrooms | Page | 336
4340 | 11 | 19 | 1 | 452 | 11 | 452.11 |  | New Ablutions | Page | 384
4341 | 12 | 19 | 1 | 452 | 12 | 452.12 |  | Guard House & Refuse | Page | 417
4342 | 13 | 19 | 1 | 452 | 13 | 452.13 |  | External Works | Page | 438
4343 | 14 | 19 | 1 | 452 | 14 | 452.14 |  | Furniture | Page | 442
4344 | 15 | 19 | 1 | 452 | 15 | 452.15 |  | Provisional Sums | Page | 446
4345 | 16 | 19 | 1 | 452 | 16 | 452.16 |  | Civil Works | Page | 447
4346 | 17 | 19 | 1 | 452 | 17 | 452.17 |  | Electrical Installation | Page | 450
4347 | 18 | 19 | 1 | 452 | 18 | 452.18 |  | Mechanical Installation | Page | 451
4348 | 557 | 19 | 1 | 452 |  | 452 |  | SUB-TOTAL EXCLUDING VAT | ST | 0
4349 | 558 | 19 | 1 | 452 |  | 452 |  | ADD: Value-Added Tax @ 15% RATE# | TAX | 15
TOTAL INCLUDING VAT