## Bills Of Quantities
Page | Item | Description | Uom | Quantity | Rate | Amount | Total | x | Formatted Qty | x | Abstract RecID | x | Lcode | x | x | x | x | x | x | x | x | x | x | x | x | Package | Section | Bill | Trade | Type | ABUm | PayRef
|  | SECTION NO. 1 : PRELIMINARIES | [23 empty] | 1 | 1 | 1 | -2 | H
NOTE: the column headings a - z must be present for the importer.
These contain an X which is set forecolor = white
|  | BILL NO.1 : PRELIMINARIES | [23 empty] | 1 | 1 | 1 | -2 | H
2 |  | JBCC PRINCIPAL BUILDING AGREEMENT | [8 empty] | 3651 |  | 1300 | [12 empty] | 1 | 1 | 1 | -2 | H | 0
2 |  | The JBCC Series 2000 Principal Building Agreement (March 2005 edition) prepared by the Joint Building Contracts Committee shall be the applicable building agreement, amended as hereinafter described | [8 empty] | 3425 |  | 400 | [12 empty] | 1 | 1 | 1 | -2 | c | 0
2 |  | Contractors are referred to the above mentioned documents for the full intent and meaning of each clause thereof | [8 empty] | 3426 |  | 600 | [12 empty] | 1 | 1 | 1 | -2 | c | 0
2 |  | These clauses are hereinafter referred to by clause number and heading only. Where standard clauses or alternatives are not entirely applicable to this contract such modifications, corrections or supplements as will apply are given under each relevant clause heading and such modifications, corrections or supplements shall take precedence notwithstanding anything contrary contained in the above mentioned documents | [8 empty] | 3427 |  | 700 | [12 empty] | 1 | 1 | 1 | -2 | c | 0
2 |  | Where any item is not relevant to this specific contract such item is marked N/A, signifying "not applicable" | [8 empty] | 3428 |  | 800 | [12 empty] | 1 | 1 | 1 | -2 | c | 0
2 |  | PREAMBLES FOR TRADES | [8 empty] | 3429 |  | 900 | [12 empty] | 1 | 1 | 1 | -2 | H | 0
2 |  | The Model Preambles for Trades (2008 Edition) as published by the Association of South African Quantity Surveyors shall be deemed to be incorporated in these bills of quantities and no claim arising from brevity of description of items fully described in the said Model Preambles will be entertained | [8 empty] | 3430 |  | 1000 | [12 empty] | 1 | 1 | 1 | -2 | C | 0
2 |  | Supplementary preambles are incorporated in these bills of quantities to satisfy the requirements of this project. Such supplementary preambles shall take precedence over the provisions of the said Model Preambles | [8 empty] | 3431 |  | 1100 | [12 empty] | 1 | 1 | 1 | -2 | C | 0
2 |  | The contractor's prices for all items throughout these bills of quantities must take account of and include for all of the obligations, requirements and specifications given in the said Model Preambles and in any supplementary preambles | [8 empty] | 3432 |  | 1200 | [12 empty] | 1 | 1 | 1 | -2 | C | 0
2 |  | PRICING OF PRELIMINARIES | [8 empty] | 3433 |  | 1300 | [12 empty] | 1 | 1 | 1 | -2 | H | 0
2 |  | Pricing of Preliminaries: | [8 empty] | 3434 |  | 648708 | [12 empty] | 1 | 1 | 1 | -2 | S | 0
2 |  | Should the contractor select Option A in terms of clause 10.3 for the purpose of adjustment of these preliminaries, the amount entered in the amount column in these preliminaries is to be divided into one or more of the three categories provided namely Fixed (F), Value Related (V) and Time Related (T) | [8 empty] | 3435 |  | 1400 | [12 empty] | 1 | 1 | 1 | -2 | C | 0
2 |  | The Model Preambles for Trades (2008 Edition) as published by the Association of South African Quantity Surveyors shall be deemed to be incorporated in these bills of quantities and no claim arising from brevity of description of items fully described in the said Model Preambles will be entertained | [8 empty] | 3439 |  | 1000 | [12 empty] | 1 | 1 | 1 | -2 | C | 0
2 |  | Supplementary preambles are incorporated in these bills of quantities to satisfy the requirements of this project. Such supplementary preambles shall take precedence over the provisions of the said Model Preambles | [8 empty] | 3440 |  | 1100 | [12 empty] | 1 | 1 | 1 | -2 | C | 0
3 |  | The contractor's prices for all items throughout these bills of quantities must take account of and include for all of the obligations, requirements and specifications given in the said Model Preambles and in any supplementary preambles | [8 empty] | 3441 |  | 1200 | [12 empty] | 1 | 1 | 1 | -2 | C | 0
3 |  | Pricing of Preliminaries: | [8 empty] | 3442 |  | 648708 | [12 empty] | 1 | 1 | 1 | -2 | S | 0
3 |  | Should the contractor select Option A in terms of clause 10.3 for the purpose of adjustment of these preliminaries, the amount entered in the amount column in these preliminaries is to be divided into one or more of the three categories provided namely Fixed (F), Value Related (V) and Time Related (T) | [8 empty] | 3443 |  | 1400 | [12 empty] | 1 | 1 | 1 | -2 | C | 0
3 |  | SECTION A - PRINCIPAL BUILDING AGREEMENT | [8 empty] | 3436 |  | 1500 | [12 empty] | 1 | 1 | 1 | -2 | H | 0
3 |  | Definitions: | [8 empty] | 3447 |  | 1600 | [12 empty] | 1 | 1 | 1 | -2 | S | 0
3 | 1 | Clause 1.0 - Definitions and interpretation | Item | 1 |  | 0 |  |  | 1 |  | 3449 |  | 1700 | [12 empty] | 1 | 1 | 1 | -2 | I | I
3 |  | Objective and preparation: | [8 empty] | 3450 |  | 1800 | [12 empty] | 1 | 1 | 1 | -2 | S | 0
3 | 2 | Clause 2.0 - Offer, acceptance and performance | Item | 1 |  | 0 |  |  | 1 |  | 3452 |  | 1900 | [12 empty] | 1 | 1 | 1 | -2 | I | I
3 | 3 | Clause 3.0 - Documents | Item | 1 |  | 0 |  |  | 1 |  | 3453 |  | 2000 | [12 empty] | 1 | 1 | 1 | -2 | I | I
3 | 4 | Clause 4.0 - Design responsibility | Item | 1 |  | 0 |  |  | 1 |  | 3454 |  | 2100 | [12 empty] | 1 | 1 | 1 | -2 | I | I
3 | 5 | Clause 5.0 - Employer's agents | Item | 1 |  | 0 |  |  | 1 |  | 3455 |  | 2200 | [12 empty] | 1 | 1 | 1 | -2 | I | I
3 | 6 | Clause 6.0 - Site representative | Item | 1 |  | 0 |  |  | 1 |  | 3456 |  | 2300 | [12 empty] | 1 | 1 | 1 | -2 | I | I
3 | 7 | Clause 7.0 - Compliance with regulations | Item | 1 |  | 0 |  |  | 1 |  | 3457 |  | 2400 | [12 empty] | 1 | 1 | 1 | -2 | I | I
3 | 8 | Clause 8.0 - Works risk | Item | 1 |  | 0 |  |  | 1 |  | 3458 |  | 3400 | [12 empty] | 1 | 1 | 1 | -2 | I | I
3 | 9 | Clause 9.0 - Indemnities | Item | 1 |  | 0 |  |  | 1 |  | 3459 |  | 3500 | [12 empty] | 1 | 1 | 1 | -2 | I | I
3 | 10 | Clause 10.0 - Works insurances | Item | 1 |  | 0 |  |  | 1 |  | 3460 |  | 3600 | [12 empty] | 1 | 1 | 1 | -2 | I | I
3 | 11 | Clause 11.0 - Liability insurances | Item | 1 |  | 0 |  |  | 1 |  | 3461 |  | 3700 | [12 empty] | 1 | 1 | 1 | -2 | I | I
3 | 12 | Clause 12.0 - Effecting insurances | Item | 1 |  | 0 |  |  | 1 |  | 3462 |  | 3800 | [12 empty] | 1 | 1 | 1 | -2 | I | I
3 | 13 | Clause 13.0 - No clause | Item | 1 |  | 0 |  |  | 1 |  | 3463 |  | 3900 | [12 empty] | 1 | 1 | 1 | -2 | I | I
3 | 14 | Clause 14.0 - Security | Item | 1 |  | 0 |  |  | 1 |  | 3464 |  | 4000 | [12 empty] | 1 | 1 | 1 | -2 | I | I
3 |  | Execution: | [8 empty] | 3465 |  | 4100 | [12 empty] | 1 | 1 | 1 | -2 | S | 0
3 | 15 | Clause 15.0 - Preparation for and execution of the works | Item | 1 |  | 0 |  |  | 1 |  | 3467 |  | 4200 | [12 empty] | 1 | 1 | 1 | -2 | I | I
3 | 16 | Clause 16.0 - Access to the works | Item | 1 |  | 0 |  |  | 1 |  | 3468 |  | 4300 | [12 empty] | 1 | 1 | 1 | -2 | I | I
3 | 17 | Clause 17.0 - Contract instructions | Item | 1 |  | 0 |  |  | 1 |  | 3469 |  | 4400 | [12 empty] | 1 | 1 | 1 | -2 | I | I
3 | 18 | Clause 18.0 - Setting out of the works | [8 empty] | 3470 |  | 4500 | [12 empty] | 1 | 1 | 1 | -2 | I | I
|  | The contractor shall notify the principal agent if any encroachments of adjoining foundations, buildings, structures, pavements, boundaries, etc exist in order that the necessary arrangements may be made for the rectification of any such encroachments | Item | 1 |  | 0 |  |  | 1 |  | 3470 |  | 4500 | [12 empty] | 1 | 1 | 1 | -2 | I | I
4 | 19 | Clause 19.0 - Assignment | Item | 1 |  | 0 |  |  | 1 |  | 3471 |  | 4700 | [12 empty] | 1 | 1 | 1 | -2 | I | I
4 | 20 | Clause 20.0 - Nominated subcontractors | Item | 1 |  | 0 |  |  | 1 |  | 3472 |  | 4800 | [12 empty] | 1 | 1 | 1 | -2 | I | I
4 | 21 | Clause 21.0 - Selected subcontractors | Item | 1 |  | 0 |  |  | 1 |  | 3473 |  | 4900 | [12 empty] | 1 | 1 | 1 | -2 | I | I
4 | 22 | Clause 22.0 - Employer's direct contractors | Item | 1 |  | 0 |  |  | 1 |  | 3474 |  | 5000 | [12 empty] | 1 | 1 | 1 | -2 | I | I
4 | 23 | Clause 23.0 - Contractor's domestic subcontractors | Item | 1 |  | 0 |  |  | 1 |  | 3475 |  | 5100 | [12 empty] | 1 | 1 | 1 | -2 | I | I
4 |  | Completion: | [8 empty] | 3476 |  | 5200 | [12 empty] | 1 | 1 | 1 | -2 | S | 0
4 | 24 | Clause 24.0 - Practical completion | Item | 1 |  | 0 |  |  | 1 |  | 3478 |  | 5300 | [12 empty] | 1 | 1 | 1 | -2 | I | I
4 | 25 | Clause 25.0 - Works completion | Item | 1 |  | 0 |  |  | 1 |  | 3479 |  | 5400 | [12 empty] | 1 | 1 | 1 | -2 | I | I
4 | 26 | Clause 26.0 - Final completion | Item | 1 |  | 0 |  |  | 1 |  | 3480 |  | 5500 | [12 empty] | 1 | 1 | 1 | -2 | I | I
4 | 27 | Clause 27.0 - Latent defects liability period | Item | 1 |  | 0 |  |  | 1 |  | 3481 |  | 5600 | [12 empty] | 1 | 1 | 1 | -2 | I | I
4 | 28 | Clause 28.0 - Sectional completion | Item | 1 |  | 0 |  |  | 1 |  | 3482 |  | 5700 | [12 empty] | 1 | 1 | 1 | -2 | I | I
4 | 29 | Clause 29.0 - Revision of the date for practical completion | [8 empty] | 3483 |  | 5800 | [12 empty] | 1 | 1 | 1 | -2 | I | I
|  | The removal and replacement of materials and/or workmanship which do not conform to specification or drawings shall not constitute grounds for an extension of the construction period nor for an adjustment to the contract value (clause 29.3) | Item | 1 |  | 0 |  |  | 1 |  | 3483 |  | 5800 | [12 empty] | 1 | 1 | 1 | -2 | I | I
4 | 30 | Clause 30.0 - Penalty for noncompletion | Item | 1 |  | 0 |  |  | 1 |  | 3484 |  | 6000 | [12 empty] | 1 | 1 | 1 | -2 | I | I
4 |  | Payment: | [8 empty] | 3485 |  | 6100 | [12 empty] | 1 | 1 | 1 | -2 | S | 0
4 | 31 | Clause 31.0 - Interim payment to the contractor | [8 empty] | 3487 |  | 6200 | [12 empty] | 1 | 1 | 1 | -2 | I | I
|  | Materials and goods stored off site shall not be included in the amount authorised for payment | Item | 1 |  | 0 |  |  | 1 |  | 3487 |  | 6200 | [12 empty] | 1 | 1 | 1 | -2 | I | I
4 | 32 | Clause 32.0 - Adjustment to the contract value | [8 empty] | 3488 |  | 6500 | [12 empty] | 1 | 1 | 1 | -2 | I | I
|  | Clause 32.5.1, 32.5.4 and 32.5.7 are amended by the addition of the following at the end of the sentence: | [8 empty] | 3488 |  | 6500 | [12 empty] | 1 | 1 | 1 | -2 | I | I
|  | "due to no fault of the contractor" | [8 empty] | 3488 |  | 6500 | [12 empty] | 1 | 1 | 1 | -2 | I | I
|  | All fluctuations in costs, with the exception of fluactuations in the rate of Value Added Tax, shall be for the account of the contractor. | [8 empty] | 3488 |  | 6500 | [12 empty] | 1 | 1 | 1 | -2 | I | I
|  | Where prices are submitted by the contractor or nominmated/selected subcontractors during the progress of the works in respect of contract instructions or in regard to a claim under the terms of the contract and notwithstanding the fact that such prices may be used in an interim payment certificate, there is to be no presumption of acceptance. Should the principal agent wish to accept any such prices prior to the issue of the final certificate, it will be in writing. | Item | 1 |  | 0 |  |  | 1 |  | 3488 |  | 6500 | [12 empty] | 1 | 1 | 1 | -2 | I | I
5 | 33 | Clause 33.0 - Recovery of expense and loss | Item | 1 |  | 0 |  |  | 1 |  | 3489 |  | 6800 | [12 empty] | 1 | 1 | 1 | -2 | I | I
5 | 34 | Clause 34.0 - Final account and final payment | Item | 1 |  | 0 |  |  | 1 |  | 3490 |  | 6900 | [12 empty] | 1 | 1 | 1 | -2 | I | I
5 | 35 | Clause 35.0 - Payment to other parties | Item | 1 |  | 0 |  |  | 1 |  | 3491 |  | 7000 | [12 empty] | 1 | 1 | 1 | -2 | I | I
5 |  | Cancellation: | [8 empty] | 3492 |  | 7100 | [12 empty] | 1 | 1 | 1 | -2 | S | 0
5 | 36 | Clause 36.0 - Cancellation by employer - contractor's default | Item | 1 |  | 0 |  |  | 1 |  | 3494 |  | 7200 | [12 empty] | 1 | 1 | 1 | -2 | I | I
5 | 37 | Clause 37.0 - Cancellation by employer - loss and damage | Item | 1 |  | 0 |  |  | 1 |  | 3495 |  | 7300 | [12 empty] | 1 | 1 | 1 | -2 | I | I
5 | 38 | Clause 38.0 - Cancellation by contractor - employer's default | Item | 1 |  | 0 |  |  | 1 |  | 3496 |  | 7400 | [12 empty] | 1 | 1 | 1 | -2 | I | I
5 | 39 | Clause 39.0 - Cancellation - cessation of the works | Item | 1 |  | 0 |  |  | 1 |  | 3497 |  | 7500 | [12 empty] | 1 | 1 | 1 | -2 | I | I
5 |  | Dispute: | [8 empty] | 3498 |  | 7600 | [12 empty] | 1 | 1 | 1 | -2 | S | 0
5 | 40 | Clause 40.0 - Dispute settlement | Item | 1 |  | 0 |  |  | 1 |  | 3500 |  | 7700 | [12 empty] | 1 | 1 | 1 | -2 | I | I
5 |  | Substitute provisions: | [8 empty] | 3501 |  | 7800 | [12 empty] | 1 | 1 | 1 | -2 | S | 0
5 | 41 | Clause 41.0 - State clauses | Item | 1 |  | 0 |  |  | 1 |  | 3503 |  | 7900 | [12 empty] | 1 | 1 | 1 | -2 | I | I
5 |  | Contract variables: | [8 empty] | 3504 |  | 8000 | [12 empty] | 1 | 1 | 1 | -2 | S | 0
5 | 42 | Clause 42.0 - Pre-tender information | [8 empty] | 3506 |  | 8100 | [12 empty] | 1 | 1 | 1 | -2 | I | I
|  | Tenderers are referred to the document C1.2 Contract Data for variables pertaining to this contract | Item | 1 |  | 0 |  |  | 1 |  | 3506 |  | 8100 | [12 empty] | 1 | 1 | 1 | -2 | I | I
5 | 43 | Clause 42.0 - Post-tender information | [8 empty] | 3507 |  | 11600 | [12 empty] | 1 | 1 | 1 | -2 | I | I
|  | The required post-tender information shall be inserted in the agreement after consultation with the contractor | Item | 1 |  | 0 |  |  | 1 |  | 3507 |  | 11600 | [12 empty] | 1 | 1 | 1 | -2 | I | I
5 |  | SECTION B - PRELIMINARIES | [8 empty] | 3508 |  | 12000 | [12 empty] | 1 | 1 | 1 | -2 | H | 0
5 |  | Definitions and interpretation: | [8 empty] | 3511 |  | 12100 | [12 empty] | 1 | 1 | 1 | -2 | S | 0
5 | 44 | Clause 1.0 - Definitions and interpretation | Item | 1 |  | 0 |  |  | 1 |  | 3512 |  | 12200 | [12 empty] | 1 | 1 | 1 | -2 | I | I
5 |  | Documents: | [8 empty] | 3514 |  | 12300 | [12 empty] | 1 | 1 | 1 | -2 | S | 0
5 | 45 | Clause 2.1 - Checking of documents | Item | 1 |  | 0 |  |  | 1 |  | 3516 |  | 12400 | [12 empty] | 1 | 1 | 1 | -2 | I | I
5 | 46 | Clause 2.2 - Provisional bills of quantities | Item | 1 |  | 0 |  |  | 1 |  | 3517 |  | 12500 | [12 empty] | 1 | 1 | 1 | -2 | I | I
5 | 47 | Clause 2.3 - Availability of construction documentation | Item | 1 |  | 0 |  |  | 1 |  | 3518 |  | 12900 | [12 empty] | 1 | 1 | 1 | -2 | I | I
5 | 48 | Clause 2.4 - Interests of agents | Item | 1 |  | 0 |  |  | 1 |  | 3519 |  | 13100 | [12 empty] | 1 | 1 | 1 | -2 | I | I
5 | 49 | Clause 2.5 - Priced documents | Item | 1 |  | 0 |  |  | 1 |  | 3520 |  | 13200 | [12 empty] | 1 | 1 | 1 | -2 | I | I
5 | 50 | Clause 2.6 - Tender submission | [8 empty] | 3521 |  | 13300 | [12 empty] | 1 | 1 | 1 | -2 | I | I
|  | Clause 2.6 is amended by replacing "JBCC Form of Tender" with "Form of Offer and Acceptance (C1.1)" | Item | 1 |  | 0 |  |  | 1 |  | 3521 |  | 13300 | [12 empty] | 1 | 1 | 1 | -2 | I | I
6 |  | The site: | [8 empty] | 3522 |  | 13500 | [12 empty] | 1 | 1 | 1 | -2 | S | 0
6 | 51 | Clause 3.1 - Defined works area | [8 empty] | 3524 |  | 13600 | [12 empty] | 1 | 1 | 1 | -2 | I | I
|  | The area of the works to be occupied by the contractor, any restriction on the area and the limit of access or exit will be pointed out to the contractor by the Principal Agent on handing over of the site | Item | 1 |  | 0 |  |  | 1 |  | 3524 |  | 13600 | [12 empty] | 1 | 1 | 1 | -2 | I | I
6 | 52 | Clause 3.2 - Geotechnical investigation | [8 empty] | 3525 |  | 13800 | [12 empty] | 1 | 1 | 1 | -2 | I | I
|  | A copy of the geotechnical investigation report is annexed to these bills of quantities | Item | 1 |  | 0 |  |  | 1 |  | 3525 |  | 13800 | [12 empty] | 1 | 1 | 1 | -2 | I | I
6 | 53 | Clause 3.3 - Inspection of the site | [8 empty] | 3526 |  | 14100 | [12 empty] | 1 | 1 | 1 | -2 | I | I
|  | Tenderers shall complete the Site Inspection Certificate included in the tender documents and return the same with the tender submission | Item | 1 |  | 0 |  |  | 1 |  | 3526 |  | 14100 | [12 empty] | 1 | 1 | 1 | -2 | I | I
6 | 54 | Clause 3.4 - Existing premises occupied | Item | 1 |  | 0 |  |  | 1 |  | 3527 |  | 14200 | [12 empty] | 1 | 1 | 1 | -2 | I | I
6 | 55 | Clause 3.5 - Previous work - dimensional accuracy | Item | 1 |  | 0 |  |  | 1 |  | 3528 |  | 14300 | [12 empty] | 1 | 1 | 1 | -2 | I | I
6 | 56 | Clause 3.6 - Previous work - defects | Item | 1 |  | 0 |  |  | 1 |  | 3529 |  | 14400 | [12 empty] | 1 | 1 | 1 | -2 | I | I
6 | 57 | Clause 3.7 - Services - known | Item | 1 |  | 0 |  |  | 1 |  | 3530 |  | 14500 | [12 empty] | 1 | 1 | 1 | -2 | I | I
6 | 58 | Clause 3.8 - Services - unknown | Item | 1 |  | 0 |  |  | 1 |  | 3531 |  | 14600 | [12 empty] | 1 | 1 | 1 | -2 | I | I
6 | 59 | Clause 3.9 - Protection of trees | Item | 1 |  | 0 |  |  | 1 |  | 3532 |  | 14700 | [12 empty] | 1 | 1 | 1 | -2 | I | I
6 | 60 | Clause 3.10 - Articles of value | Item | 1 |  | 0 |  |  | 1 |  | 3533 |  | 14800 | [12 empty] | 1 | 1 | 1 | -2 | I | I
6 | 61 | Clause 3.11 - Inspection of adjoining properties | Item | 1 |  | 0 |  |  | 1 |  | 3534 |  | 14900 | [12 empty] | 1 | 1 | 1 | -2 | I | I
6 |  | Management of contract: | [8 empty] | 3535 |  | 15000 | [12 empty] | 1 | 1 | 1 | -2 | S | 0
6 | 62 | Clause 4.1 - Management of the works | Item | 1 |  | 0 |  |  | 1 |  | 3537 |  | 15100 | [12 empty] | 1 | 1 | 1 | -2 | I | I
6 | 63 | Clause 4.2 - Programme for the works | Item | 1 |  | 0 |  |  | 1 |  | 3538 |  | 15200 | [12 empty] | 1 | 1 | 1 | -2 | I | I
6 | 64 | Clause 4.3 - Progress meetings | Item | 1 |  | 0 |  |  | 1 |  | 3539 |  | 15300 | [12 empty] | 1 | 1 | 1 | -2 | I | I
6 | 65 | Clause 4.4 - Technical meetings | Item | 1 |  | 0 |  |  | 1 |  | 3540 |  | 15400 | [12 empty] | 1 | 1 | 1 | -2 | I | I
6 | 66 | Clause 4.5 - Labour and plant records | Item | 1 |  | 0 |  |  | 1 |  | 3541 |  | 15500 | [12 empty] | 1 | 1 | 1 | -2 | I | I
6 |  | Samples, shop drawings and manufacturer's instructions: | [8 empty] | 3542 |  | 15600 | [12 empty] | 1 | 1 | 1 | -2 | S | 0
6 | 67 | Clause 5.1 - Samples of materials | Item | 1 |  | 0 |  |  | 1 |  | 3544 |  | 15700 | [12 empty] | 1 | 1 | 1 | -2 | I | I
6 | 68 | Clause 5.2 - Workmanship samples | Item | 1 |  | 0 |  |  | 1 |  | 3545 |  | 15800 | [12 empty] | 1 | 1 | 1 | -2 | I | I
6 | 69 | Clause 5.3 - Shop drawings | Item | 1 |  | 0 |  |  | 1 |  | 3546 |  | 15900 | [12 empty] | 1 | 1 | 1 | -2 | I | I
7 | 70 | Clause 5.4 - Compliance with manufacturers' instructions | Item | 1 |  | 0 |  |  | 1 |  | 3547 |  | 16000 | [12 empty] | 1 | 1 | 1 | -2 | I | I
7 |  | Temporary works and plant: | [8 empty] | 3548 |  | 16100 | [12 empty] | 1 | 1 | 1 | -2 | S | 0
7 | 71 | Clause 6.1 - Deposits and fees | Item | 1 |  | 0 |  |  | 1 |  | 3550 |  | 16200 | [12 empty] | 1 | 1 | 1 | -2 | I | I
7 | 72 | Clause 6.2 - Enclosure of the works | Item | 1 |  | 0 |  |  | 1 |  | 3551 |  | 16300 | [12 empty] | 1 | 1 | 1 | -2 | I | I
7 | 73 | Clause 6.3 - Advertising | Item | 1 |  | 0 |  |  | 1 |  | 3552 |  | 16400 | [12 empty] | 1 | 1 | 1 | -2 | I | I
7 | 74 | Clause 6.4 - Plant, equipment, sheds and offices | Item | 1 |  | 0 |  |  | 1 |  | 3553 |  | 16500 | [12 empty] | 1 | 1 | 1 | -2 | I | I
7 | 75 | Clause 6.5 - Main noticeboard | Item | 1 |  | 0 |  |  | 1 |  | 3554 |  | 16600 | [12 empty] | 1 | 1 | 1 | -2 | I | I
7 | 76 | Clause 6.6 - Subcontractors' noticeboard | Item | 1 |  | 0 |  |  | 1 |  | 3555 |  | 16700 | [12 empty] | 1 | 1 | 1 | -2 | I | I
7 |  | Temporary services: | [8 empty] | 3556 |  | 16800 | [12 empty] | 1 | 1 | 1 | -2 | S | 0
7 | 77 | Clause 7.1 - Location | Item | 1 |  | 0 |  |  | 1 |  | 3558 |  | 16900 | [12 empty] | 1 | 1 | 1 | -2 | I | I
7 | 78 | Clause 7.2 - Water | Item | 1 |  | 0 |  |  | 1 |  | 3559 |  | 17000 | [12 empty] | 1 | 1 | 1 | -2 | I | I
7 | 79 | Clause 7.3 - Electricity | Item | 1 |  | 0 |  |  | 1 |  | 3560 |  | 17100 | [12 empty] | 1 | 1 | 1 | -2 | I | I
7 | 80 | Clause 7.4 - Telecommunication facilities | Item | 1 |  | 0 |  |  | 1 |  | 3561 |  | 17200 | [12 empty] | 1 | 1 | 1 | -2 | I | I
7 | 81 | Clause 7.5 - Ablution facilities | Item | 1 |  | 0 |  |  | 1 |  | 3562 |  | 17300 | [12 empty] | 1 | 1 | 1 | -2 | I | I
7 |  | Prime cost amounts: | [8 empty] | 3563 |  | 17400 | [12 empty] | 1 | 1 | 1 | -2 | S | 0
7 | 82 | Clause 8.1 - Responsibility for prime cost amounts | Item | 1 |  | 0 |  |  | 1 |  | 3565 |  | 17500 | [12 empty] | 1 | 1 | 1 | -2 | I | I
7 |  | Attendance on nominated/selected subcontractors: | [8 empty] | 3566 |  | 17600 | [12 empty] | 1 | 1 | 1 | -2 | S | 0
7 | 83 | Clause 9.1 - General attendance | Item | 1 |  | 0 |  |  | 1 |  | 3568 |  | 17700 | [12 empty] | 1 | 1 | 1 | -2 | I | I
7 | 84 | Clause 9.2 - Special attendance | Item | 1 |  | 0 |  |  | 1 |  | 3569 |  | 17800 | [12 empty] | 1 | 1 | 1 | -2 | I | I
7 | 85 | Clause 9.3 - Commissioning - fuel, water and electricity | Item | 1 |  | 0 |  |  | 1 |  | 3570 |  | 17900 | [12 empty] | 1 | 1 | 1 | -2 | I | I
7 |  | Financial aspects: | [8 empty] | 3571 |  | 18000 | [12 empty] | 1 | 1 | 1 | -2 | S | 0
7 | 86 | Clause 10.1 - Statutory taxes, duties and levies | [8 empty] | 3573 |  | 18100 | [12 empty] | 1 | 1 | 1 | -2 | I | I
|  | Provision is made in the summary of these bills of quantities for the inclusion of Value Added Tax (VAT) | Item | 1 |  | 0 |  |  | 1 |  | 3573 |  | 18100 | [12 empty] | 1 | 1 | 1 | -2 | I | I
7 | 87 | Clause 10.2 - Payment of preliminaries | Item | 1 |  | 0 |  |  | 1 |  | 3574 |  | 18300 | [12 empty] | 1 | 1 | 1 | -2 | I | I
7 | 88 | Clause 10.3 - Adjustment of preliminaries | Item | 1 |  | 0 |  |  | 1 |  | 3575 |  | 18400 | [12 empty] | 1 | 1 | 1 | -2 | I | I
7 | 89 | Clause 10.4 - Payment certificate cash flow | Item | 1 |  | 0 |  |  | 1 |  | 3576 |  | 18600 | [12 empty] | 1 | 1 | 1 | -2 | I | I
7 |  | General: | [8 empty] | 3577 |  | 18700 | [12 empty] | 1 | 1 | 1 | -2 | S | 0
7 | 90 | Clause 11.1 - Protection of the works | Item | 1 |  | 0 |  |  | 1 |  | 3579 |  | 18800 | [12 empty] | 1 | 1 | 1 | -2 | I | I
8 | 91 | Clause 11.2 - Protection/isolation of existing/sectionally occupied works | Item | 1 |  | 0 |  |  | 1 |  | 3580 |  | 18900 | [12 empty] | 1 | 1 | 1 | -2 | I | I
8 | 92 | Clause 11.3 - Security of the works | Item | 1 |  | 0 |  |  | 1 |  | 3581 |  | 19000 | [12 empty] | 1 | 1 | 1 | -2 | I | I
8 | 93 | Clause 11.4 - Notice before covering work | Item | 1 |  | 0 |  |  | 1 |  | 3582 |  | 19100 | [12 empty] | 1 | 1 | 1 | -2 | I | I
8 | 94 | Clause 11.5 - Disturbance | Item | 1 |  | 0 |  |  | 1 |  | 3583 |  | 19200 | [12 empty] | 1 | 1 | 1 | -2 | I | I
8 | 95 | Clause 11.6 - Environmental disturbance | Item | 1 |  | 0 |  |  | 1 |  | 3584 |  | 19300 | [12 empty] | 1 | 1 | 1 | -2 | I | I
8 | 96 | Clause 11.7 - Works cleaning and clearing | Item | 1 |  | 0 |  |  | 1 |  | 3585 |  | 19500 | [12 empty] | 1 | 1 | 1 | -2 | I | I
8 | 97 | Clause 11.8 - Vermin | Item | 1 |  | 0 |  |  | 1 |  | 3586 |  | 19600 | [12 empty] | 1 | 1 | 1 | -2 | I | I
8 | 98 | Clause 11.9 - Overhand work | Item | 1 |  | 0 |  |  | 1 |  | 3587 |  | 19700 | [12 empty] | 1 | 1 | 1 | -2 | I | I
8 | 99 | Clause 11.10 - Instruction manuals and guarantees | Item | 1 |  | 0 |  |  | 1 |  | 3588 |  | 19800 | [12 empty] | 1 | 1 | 1 | -2 | I | I
8 | 100 | Clause 11.11 - As built information | Item | 1 |  | 0 |  |  | 1 |  | 3589 |  | 19900 | [12 empty] | 1 | 1 | 1 | -2 | I | I
8 | 101 | Clause 11.12 - Tenant installations | Item | 1 |  | 0 |  |  | 1 |  | 3590 |  | 20000 | [12 empty] | 1 | 1 | 1 | -2 | I | I
8 |  | Schedule of variables: | [8 empty] | 3591 |  | 20100 | [12 empty] | 1 | 1 | 1 | -2 | S | 0
8 | 102 | 12.1 - Pre-tender information | [8 empty] | 3592 |  | 20200 | [12 empty] | 1 | 1 | 1 | -2 | I | I
|  | Information necessary for elections and completion of those clauses contained in the schedule which are necessary for tender purposes is given hereunder. Where no information is given it shall mean that either specific requirements are not required or that the clause is not relevant to this specific contract | Item | 1 |  | 0 |  |  | 1 |  | 3592 |  | 20200 | [12 empty] | 1 | 1 | 1 | -2 | I | I
8 | 103 | 12.1 - Pre-tender information | [8 empty] | 3593 |  | 20200 | [12 empty] | 1 | 1 | 1 | -2 | I | I
|  | Information necessary for elections and completion of those clauses contained in the schedule which are necessary for tender purposes is given hereunder. Where no information is given it shall mean that either specific requirements are not required or that the clause is not relevant to this specific contract | Item | 1 |  | 0 |  |  | 1 |  | 3593 |  | 20200 | [12 empty] | 1 | 1 | 1 | -2 | I | I
8 | 104 | 12.1.1 - Provisional bills of quantities [clause 2.2] | [8 empty] | 3594 |  | 20400 | [12 empty] | 1 | 1 | 1 | -2 | I | I
|  | The quantities are provisional - YES | Item | 1 |  | 0 |  |  | 1 |  | 3594 |  | 20400 | [12 empty] | 1 | 1 | 1 | -2 | I | I
8 | 105 | 12.1.2 - Availability of construction documentation [clause 2.3] | [8 empty] | 3595 |  | 20700 | [12 empty] | 1 | 1 | 1 | -2 | I | I
|  | Construction documentation is complete - YES | Item | 1 |  | 0 |  |  | 1 |  | 3595 |  | 20700 | [12 empty] | 1 | 1 | 1 | -2 | I | I
8 | 106 | 12.1.3 - Interests of agents [clause 2.4] - NONE | Item | 1 |  | 0 |  |  | 1 |  | 3596 |  | 20800 | [12 empty] | 1 | 1 | 1 | -2 | I | I
8 | 107 | 12.1.4 - Defined works area [clause 3.1] - YES | [8 empty] | 3597 |  | 20900 | [12 empty] | 1 | 1 | 1 | -2 | I | I
|  | The work area will be pointed out by the principal agent to the contractor who will sign written acknowledgement therefore before commencing operations | Item | 1 |  | 0 |  |  | 1 |  | 3597 |  | 20900 | [12 empty] | 1 | 1 | 1 | -2 | I | I
8 | 108 | 12.1.5 - Geotechnical investigation [clause 3.2] - NO | [8 empty] | 3598 |  | 21000 | [12 empty] | 1 | 1 | 1 | -2 | I | I
|  | A Geotechnical Investigation Report is included in this document | Item | 1 |  | 0 |  |  | 1 |  | 3598 |  | 21000 | [12 empty] | 1 | 1 | 1 | -2 | I | I
9 | 109 | 12.1.6 - Existing premises occupied [clause 3.4] - YES | [8 empty] | 3599 |  | 21100 | [12 empty] | 1 | 1 | 1 | -2 | I | I
|  | The school will be in full operation during the work and disruption, dust and noise are to be kept to a minimum. Works areas to be clearly demarcated and fenced off | Item | 1 |  | 0 |  |  | 1 |  | 3599 |  | 21100 | [12 empty] | 1 | 1 | 1 | -2 | I | I
9 | 110 | 12.1.7 - Previous work - dimensional accuracy [clause 3.5] | [8 empty] | 3600 |  | 21200 | [12 empty] | 1 | 1 | 1 | -2 | I | I
|  | The contractor shall, within reasonable period after taking possession of the site, but not exceeding ten (10) percent of the construction period or twenty (20) working days whichever is the lesser, check existing levels, lines, profiles and the like affecting the works and satisfy himself as to the dimensional accuracy of work previously executed. The contractor shall forthwith notify the principal agent and rquest a contract instruction regarding any dimensional inaccuracy found in work previously executed | Item | 1 |  | 0 |  |  | 1 |  | 3600 |  | 21200 | [12 empty] | 1 | 1 | 1 | -2 | I | I
9 | 111 | 12.1.8 - Previous work - defects [clause 3.6] | [8 empty] | 3601 |  | 21300 | [12 empty] | 1 | 1 | 1 | -2 | I | I
|  | The contractor on becoming aware of a defect in work previously executed shall forthwith notify the principal agent requesting a contract instruction regarding such defect | Item | 1 |  | 0 |  |  | 1 |  | 3601 |  | 21300 | [12 empty] | 1 | 1 | 1 | -2 | I | I
9 | 112 | 12.1.9 - Services - known [clause 3.7] | [8 empty] | 3602 |  | 21400 | [12 empty] | 1 | 1 | 1 | -2 | I | I
|  | Existing services and points of connection are shown on the site plan or will be pointed out on the site by the principal agent | Item | 1 |  | 0 |  |  | 1 |  | 3602 |  | 21400 | [12 empty] | 1 | 1 | 1 | -2 | I | I
9 | 113 | 12.1.10 - Protection of trees [clause 3.9] | [8 empty] | 3603 |  | 21500 | [12 empty] | 1 | 1 | 1 | -2 | I | I
|  | Only those trees and shrubs indicated as such on the drawings shall be removed or cut back. The remainder of the trees and shrubs shall be left undamaged | Item | 1 |  | 0 |  |  | 1 |  | 3603 |  | 21500 | [12 empty] | 1 | 1 | 1 | -2 | I | I
9 | 114 | 12.1.11 - Inspection of adjoining properties [clause 3.11] | Item | 1 |  | 0 |  |  | 1 |  | 3604 |  | 21600 | [12 empty] | 1 | 1 | 1 | -2 | I | I
9 | 115 | 12.1.11 - Inspection of adjoining properties [clause 3.11] | [8 empty] | 3605 |  | 21600 | [12 empty] | 1 | 1 | 1 | -2 | I | I
|  | The contractor shall make his own arrangements with the owners of adjoining properties in order to execute the works | Item | 1 |  | 0 |  |  | 1 |  | 3605 |  | 21600 | [12 empty] | 1 | 1 | 1 | -2 | I | I
9 | 116 | 12.1.12 - Enclosure of the works [clause 6.2] | [8 empty] | 3606 |  | 21700 | [12 empty] | 1 | 1 | 1 | -2 | I | I
|  | The contractor shall erect, maintain and remove on completion, hoardings with gantris, fans, safety screens, barriers, access gates, covered gangways and the like as necessary for the enclosure of the works and elements thereof all for the protection of the public and others | Item | 1 |  | 0 |  |  | 1 |  | 3606 |  | 21700 | [12 empty] | 1 | 1 | 1 | -2 | I | I
9 | 117 | 12.1.13 - Offices [clause 6.4.3] | [8 empty] | 3607 |  | 21800 | [12 empty] | 1 | 1 | 1 | -2 | I | I
|  | The contractor shall provide, maintain and remove on completion of the works an office for the exclusive use of the principal agent, minimum size 4 x 3 x 3m high inetrnally, suitable insulated and ventilated, provided with electric lighting, and fitted with boarded floor, desk, chair, drawing stool, drawing board and lock-up drawers for drawings. The office shall be kept clean and fit for use at all times | Item | 1 |  | 0 |  |  | 1 |  | 3607 |  | 21800 | [12 empty] | 1 | 1 | 1 | -2 | I | I
9 | 118 | 12.1.14 - Main noticeboard [clause 6.5] | [8 empty] | 3608 |  | 21900 | [12 empty] | 1 | 1 | 1 | -2 | I | I
|  | The contractor shall provide, erect where directed, maintain and remove on completion of the works a notice board size 3 x 3m as type Drawing GEN 063, constructed of suitable boarding with flat smooth surface and with edging bead 19mm thick round outer edges and projecting 12mm from face of boarding and rounded on front edge. The board shall be securely fixed to hoarding, where hoarding is provided, or fixed to and including a suitable supporting structure of timber or tubular posts and braces. The board is to be painted ivory white and the bead and 12mm wide dividing lines deep blue. All wording shall be inscribed in deep blue painted Helvetica medium lettering. As alternative the notice board as approved by the professional bodies will be allowed. No sub-contractor’s individual boards will be allowed on the site | Item | 1 |  | 0 |  |  | 1 |  | 3608 |  | 21900 | [12 empty] | 1 | 1 | 1 | -2 | I | I
10 | 119 | 12.1.15 - Subcontractors' noticeboard [clause 6.6] | [8 empty] | 3609 |  | 22000 | [12 empty] | 1 | 1 | 1 | -2 | I | I
|  | A noticeboard is required - NO | Item | 1 |  | 0 |  |  | 1 |  | 3609 |  | 22000 | [12 empty] | 1 | 1 | 1 | -2 | I | I
10 | 120 | 12.1.16 - Water [clause 7.2] | [8 empty] | 3610 |  | 22200 | [12 empty] | 1 | 1 | 1 | -2 | I | I
|  | Option A (by contractor) YES | [8 empty] | 3610 |  | 22200 | [12 empty] | 1 | 1 | 1 | -2 | I | I
|  | Option B (by employer - free of charge) NO | [8 empty] | 3610 |  | 22200 | [12 empty] | 1 | 1 | 1 | -2 | I | I
|  | Option C (by employer - metered) NO | Item | 1 |  | 0 |  |  | 1 |  | 3610 |  | 22200 | [12 empty] | 1 | 1 | 1 | -2 | I | I
10 | 121 | 12.1.17 - Electricity [clause 7.3] | [8 empty] | 3611 |  | 22400 | [12 empty] | 1 | 1 | 1 | -2 | I | I
|  | Option A (by contractor) YES | [8 empty] | 3611 |  | 22400 | [12 empty] | 1 | 1 | 1 | -2 | I | I
|  | Option B (by employer - free of charge) NO | [8 empty] | 3611 |  | 22400 | [12 empty] | 1 | 1 | 1 | -2 | I | I
|  | Option C (by employer - metered) NO | Item | 1 |  | 0 |  |  | 1 |  | 3611 |  | 22400 | [12 empty] | 1 | 1 | 1 | -2 | I | I
10 | 122 | 12.1.18 - Telecommunications [clause 7.4] | [8 empty] | 3612 |  | 22600 | [12 empty] | 1 | 1 | 1 | -2 | I | I
|  | Telephone YES | [8 empty] | 3612 |  | 22600 | [12 empty] | 1 | 1 | 1 | -2 | I | I
|  | Facsimile NO | [8 empty] | 3612 |  | 22600 | [12 empty] | 1 | 1 | 1 | -2 | I | I
|  | E-mail YES | Item | 1 |  | 0 |  |  | 1 |  | 3612 |  | 22600 | [12 empty] | 1 | 1 | 1 | -2 | I | I
10 | 123 | 12.1.19 - Ablution facilities [clause 7.5] | [8 empty] | 3613 |  | 22800 | [12 empty] | 1 | 1 | 1 | -2 | I | I
|  | Option A (by contractor) YES | [8 empty] | 3613 |  | 22800 | [12 empty] | 1 | 1 | 1 | -2 | I | I
|  | Option B (by employer - free of charge) NO | Item | 1 |  | 0 |  |  | 1 |  | 3613 |  | 22800 | [12 empty] | 1 | 1 | 1 | -2 | I | I
10 | 124 | 12.1.20 - Protection/isolation of existing/sectionally occupied works [clause 11.2] | [8 empty] | 3614 |  | 23000 | [12 empty] | 1 | 1 | 1 | -2 | I | I
|  | The contractor shall provide all reasonable temporary measures to protect/isolate the existing and/or section of the occupied works and remove such measures on completion | Item | 1 |  | 0 |  |  | 1 |  | 3614 |  | 23000 | [12 empty] | 1 | 1 | 1 | -2 | I | I
10 | 125 | 12.1.21 - Special attendance [clause 9.2] - NO | Item | 1 |  | 0 |  |  | 1 |  | 3615 |  | 23200 | [12 empty] | 1 | 1 | 1 | -2 | I | I
10 | 126 | 12.1.22 - Protection of the works [clause 11.1] - YES | Item | 1 |  | 0 |  |  | 1 |  | 3616 |  | 23300 | [12 empty] | 1 | 1 | 1 | -2 | I | I
10 | 127 | 12.1.23 - Disturbance [clause 11.5] | [8 empty] | 3617 |  | 23400 | [12 empty] | 1 | 1 | 1 | -2 | I | I
|  | The contractor shall keep the site, structures, etc well watered during operations to prevent dust and shall provide and erect and remove on completion of the works all necessary temporary dust screens all to the satisfaction of the principal agent | [8 empty] | 3617 |  | 23400 | [12 empty] | 1 | 1 | 1 | -2 | I | I
|  | The contractor shall execute the works with a minimum of disturbance to adjoining premises, any parts of the works already handed over and the occupants of those premises and/or parts | Item | 1 |  | 0 |  |  | 1 |  | 3617 |  | 23400 | [12 empty] | 1 | 1 | 1 | -2 | I | I
11 | 128 | 12.1.24 - Environmental disturbance [clause 11.6] - NO | Item | 1 |  | 0 |  |  | 1 |  | 3618 |  | 23500 | [12 empty] | 1 | 1 | 1 | -2 | I | I
11 | 129 | 12.2 - Post-tender information | [8 empty] | 3619 |  | 23600 | [12 empty] | 1 | 1 | 1 | -2 | I | I
|  | The required post-tender information shall be inserted in the preliminaries after consultation with the contractor | Item | 1 |  | 0 |  |  | 1 |  | 3619 |  | 23600 | [12 empty] | 1 | 1 | 1 | -2 | I | I
11 |  | SECTION C - SPECIFIC PRELIMINARIES | [8 empty] | 3424 |  | 24020 | [12 empty] | 1 | 1 | 1 | -2 | H | 0
11 |  | Section C contains specific preliminary items which apply to this contract except where N/A (Not Applicable) appears against an item | [8 empty] | 3620 |  | 24300 | [12 empty] | 1 | 1 | 1 | -2 | C | 0
11 | 130 | CONTRACT DRAWINGS | [8 empty] | 3621 |  | 24300 | [12 empty] | 1 | 1 | 1 | -2 | I | I
|  | The drawings issued with the tender documents do not comprise the complete set but serve as a guide only for tendering purposes and for indicating the scope of the work to enable the tenderer to acquaint himself with the nature and extent of the works and the manner in which they are to be executed | [8 empty] | 3621 |  | 24300 | [12 empty] | 1 | 1 | 1 | -2 | I | I
|  | Should any part of the drawings not be clearly understood by the tenderer he shall, before submitting his tender, obtain clarification in writing from the principal agent | Item | 1 |  | 0 |  |  | 1 |  | 3621 |  | 24300 | [12 empty] | 1 | 1 | 1 | -2 | I | I
11 | 131 | CONTRACT DRAWINGS | [8 empty] | 3622 |  | 24300 | [12 empty] | 1 | 1 | 1 | -2 | I | I
|  | The drawings issued with the tender documents do not comprise the complete set but serve as a guide only for tendering purposes and for indicating the scope of the work to enable the tenderer to acquaint himself with the nature and extent of the works and the manner in which they are to be executed | [8 empty] | 3622 |  | 24300 | [12 empty] | 1 | 1 | 1 | -2 | I | I
|  | Should any part of the drawings not be clearly understood by the tenderer he shall, before submitting his tender, obtain clarification in writing from the principal agent | Item | 1 |  | 0 |  |  | 1 |  | 3622 |  | 24300 | [12 empty] | 1 | 1 | 1 | -2 | I | I
11 | 132 | GENERAL PREAMBLES | [8 empty] | 3623 |  | 24300 | [12 empty] | 1 | 1 | 1 | -2 | I | I
|  | These tender documents "General Specification (PW 371-A) July 2013" and "Particular Specification (PW 371-B) July 2013" which are both obtainable on Public Works website alterantively a copy can be e-mailed on request from the Quantity Surveyor offices, and shall be read in conjuction with the bills of quantities and be referred to for the full descriptions of work to be done and materials to be used. No claim arising from brevity of description of items fully described in the said Preambles for Trades will be entertained | Item | 1 |  | 0 |  |  | 1 |  | 3623 |  | 24300 | [12 empty] | 1 | 1 | 1 | -2 | I | I
11 | 133 | TRADE NAMES | [8 empty] | 3624 |  | 24300 | [12 empty] | 1 | 1 | 1 | -2 | I | I
|  | Wherever a trade name for any product has been described in the Priced Document, the tenderer’s attention is drawn to the fact that any other product of equal quality may be used subject to the written approval of the principal agent being obtained prior to the closing date for submission of tenders | [8 empty] | 3624 |  | 24300 | [12 empty] | 1 | 1 | 1 | -2 | I | I
|  | If prior written approval for an alternative product is not obtained, the product described shall be deemed to have been tendered for | Item | 1 |  | 0 |  |  | 1 |  | 3624 |  | 24300 | [12 empty] | 1 | 1 | 1 | -2 | I | I
11 | 134 | PROPRIETARY BRANDED PRODUCTS | [8 empty] | 3625 |  | 24500 | [12 empty] | 1 | 1 | 1 | -2 | I | I
|  | The contractor shall take delivery of, handle, store, use apply and/or fix all proprietary branded products in strict accordance with the manufacturers’ instruction after consultantion with the manufacturer’s authorised representative | Item | 1 |  | 0 |  |  | 1 |  | 3625 |  | 24500 | [12 empty] | 1 | 1 | 1 | -2 | I | I
12 | 135 | CONFIDENTIALITY | [8 empty] | 3626 |  | 24900 | [12 empty] | 1 | 1 | 1 | -2 | I | I
|  | The contractor undertakes to maintain in confidence any and all information regarding this project and shall obtain appropriate similar undertakings from all subcontractors and suppliers. Such information shall not be used in any way except in connection with the execution of the works No information regarding this project shall be published or disclosed without the prior written consent of the employer | Item | 1 |  | 0 |  |  | 1 |  | 3626 |  | 24900 | [12 empty] | 1 | 1 | 1 | -2 | I | I
12 | 136 | OVERTIME | [8 empty] | 3627 |  | 25500 | [12 empty] | 1 | 1 | 1 | -2 | I | I
|  | Should overtime be required to be worked for any reason whatsoever, the costs of such overtime are to be borne by the contractor unless the principal agent has specifically authorised in writing prior to the execution thereof, that cost for such overtime are to be borne by the employer | Item | 1 |  | 0 |  |  | 1 |  | 3627 |  | 25500 | [12 empty] | 1 | 1 | 1 | -2 | I | I
12 | 137 | AS BUILT DRAWINGS | [8 empty] | 3628 |  | 25500 | [12 empty] | 1 | 1 | 1 | -2 | I | I
|  | The position of construction breaks and the extent of individual concrete pours are to be recorded by the contractor on the structural engineer’s drawings and are to be submitted to the principal agent and the structural engineer for their records | Item | 1 |  | 0 |  |  | 1 |  | 3628 |  | 25500 | [12 empty] | 1 | 1 | 1 | -2 | I | I
12 | 138 | WARRANTIES FOR MATERIALS AND WORKMANSHIP | [8 empty] | 3629 |  | 24500 | [12 empty] | 1 | 1 | 1 | -2 | I | I
|  | Where warranties for materials are called for, the contractor shall obtain a written warranty, addressed to the employer, from the firm supplying the materials and/or doing the work and shall deliver same to the principal agent on the certified completion of the contract. The warranty shall state that workmanship, materials and installation are warranted for a specified period from the date of certified completion of the contract, and that any defects that may arise during the specified period shall be made good at the expense of the firm supplying the materials and/or doing the work, upon written notice to do so. The warranty will not be enforced if the work is damaged by defects in the construction of the building in which case the responsibility for replacement shall rest entirely with the contractor. | Item | 1 |  | 0 |  |  | 1 |  | 3629 |  | 24500 | [12 empty] | 1 | 1 | 1 | -2 | I | I
12 | 139 | SITE INSTRUCTIONS | [8 empty] | 3630 |  | 24300 | [12 empty] | 1 | 1 | 1 | -2 | I | I
|  | Site instructions issued on site are to be recorded in triplicate in a site instruction book which is to be provided and maintained on site by the contractor | Item | 1 |  | 0 |  |  | 1 |  | 3630 |  | 24300 | [12 empty] | 1 | 1 | 1 | -2 | I | I
12 | 140 | NON CESSION OF MONIES | [8 empty] | 3631 |  | 25500 | [12 empty] | 1 | 1 | 1 | -2 | I | I
|  | The contractor shall not cede nor assign his rights or claims to any monies due or to become due under this contract | Item | 1 |  | 0 |  |  | 1 |  | 3631 |  | 25500 | [12 empty] | 1 | 1 | 1 | -2 | I | I
12 | 141 | IMPORTED MATERIALS AND EQUIPMENT | [8 empty] | 3632 |  | 24300 | [12 empty] | 1 | 1 | 1 | -2 | I | I
|  | Where imported items are listed in the tender documents, the tenderer shall provide all the information called for, failing which the price of any such item, materials or equipment shall be excluded from currency fluctuations. (refer to Schedule for Imported Materials and Equipment WCTD-23 to be completed by tenderer) | [8 empty] | 3632 |  | 24300 | [12 empty] | 1 | 1 | 1 | -2 | I | I
|  | Notwithstanding any provisions elsewhere regarding the adjustment of contract prices, the price of any item, material or equipment listed in terms of this clause shall be excluded from the Contract Price Adjustment Provisions (if applicable) | Item | 1 |  | 0 |  |  | 1 |  | 3632 |  | 24300 | [12 empty] | 1 | 1 | 1 | -2 | I | I
13 | 142 | TESTING OF FLAT ROOF WATERPROOFING FOR WATERTIGHTNESS | [8 empty] | 3633 |  | 25500 | [12 empty] | 1 | 1 | 1 | -2 | I | I
|  | Flat roof waterproof areas shall be prepared with small sand dykes around them of a size and enclosing an area approved by the principal agent, flooded with water and kept 'ponded' for at least 36 hours as a test to ensure the watertightness of the waterproofing and before any further construction work is carried out above the waterproofing | Item | 1 |  | 0 |  |  | 1 |  | 3633 |  | 25500 | [12 empty] | 1 | 1 | 1 | -2 | I | I
13 | 143 | TESTING OF WINDOWS FOR WATERTIGHTNESS | [8 empty] | 3634 |  | 25300 | [12 empty] | 1 | 1 | 1 | -2 | I | I
|  | Each window shall be tested for watertightness with water sprayed on by means of a 20mm hosepipe using adequate pressure. If in the opinion of the principal agent, the pressure proves to be inadequate, then the pressure in the hosepipe shall be boosted by means of compressed air or other approved means | Item | 1 |  | 0 |  |  | 1 |  | 3634 |  | 25300 | [12 empty] | 1 | 1 | 1 | -2 | I | I
13 | 144 | AUTHORISATION FOR THE TAKING OF PHOTOGRAPHS | [8 empty] | 3635 |  | 24300 | [12 empty] | 1 | 1 | 1 | -2 | I | I
|  | The contractor shall obtain prior authorisation from the employer for the making of any sketches or the taking of any photographs of any site, installation, building or civil works belonging to the employer and shall ensure that all personnel, subcontractors and other persons entering the site shall comply with this requirement as well. | Item | 1 |  | 0 |  |  | 1 |  | 3635 |  | 24300 | [12 empty] | 1 | 1 | 1 | -2 | I | I
13 | 145 | HIV/AIDS AWARENESS | [8 empty] | 3636 |  | 25500 | [12 empty] | 1 | 1 | 1 | -2 | I | I
|  | It is required of the contractorto thoroughly study the HIV/AIDS Specification (PW 1544) of the Department that must be read together with and is deemed to be incorporated under this Section of the bills of quantities / lump sum document. Provision for pricing of HIV/AIDS awareness is made under the two items below hereafter and it is explicitly pointed out that all requirements of the aforementioned specification are deemed to be priced hereunder, as the said items represent the only method of measurement and no additional items or extras to the contract in this regard shall be entertained | [8 empty] | 3636 |  | 25500 | [12 empty] | 1 | 1 | 1 | -2 | I | I
|  | The contractor must take note that compliance with the HIV/AIDS Specification is compulsory. In the event of partial or total non-compliance, the principal agent, notwithstanding the provisions of Clause A 31 of “Section 1: Preliminaries (Section A)” or any other clause to the contrary, reserves the right to delay issuing any progress paymentcertificateuntil the contractorprovides satisfactory proof of compliance. The contractorshall not be entitled to any compensation of whatsoever nature, including interest, due to such delay of payment | Item | 1 |  | 0 |  |  | 1 |  | 3636 |  | 25500 | [12 empty] | 1 | 1 | 1 | -2 | I | I
13 | 146 | AWARENESS CHAMPION | [8 empty] | 3637 |  | 25500 | [12 empty] | 1 | 1 | 1 | -2 | I | I
|  | Selection, appointment, briefing and making available of an Awareness Champion including provision of all relevant services, all in accordance with the HIV/AIDS Specification | Item | 1 |  | 0 |  |  | 1 |  | 3637 |  | 25500 | [12 empty] | 1 | 1 | 1 | -2 | I | I
13 | 147 | AWARENESS WORKSHOPS | [8 empty] | 3638 |  | 25500 | [12 empty] | 1 | 1 | 1 | -2 | I | I
|  | Selection and appointment of a competent Service Provider approved by the principalagent, provision of a Service Provider Workshop Plan and a suitable venue, conducting of awareness workshops by means of traditional and/or modern multi-media techniques, including follow-up courses, making available all tuition material and performing assessment procedures, all in accordance with the HIV/AIDS Specification | Item | 1 |  | 0 |  |  | 1 |  | 3638 |  | 25500 | [12 empty] | 1 | 1 | 1 | -2 | I | I
14 | 148 | POSTERS, BOOKLETS, VIDEOS, ETC. | [8 empty] | 3639 |  | 25500 | [12 empty] | 1 | 1 | 1 | -2 | I | I
|  | Provision, displaying, maintaining and replacing when necessary of four plastic laminated posters, booklets and educational videos, etc. for the duration of the construction period, all in accordance with the HIV/AIDS Specification | Item | 1 |  | 0 |  |  | 1 |  | 3639 |  | 25500 | [12 empty] | 1 | 1 | 1 | -2 | I | I
14 | 149 | ACCESS TO CONDOMS | [8 empty] | 3640 |  | 25500 | [12 empty] | 1 | 1 | 1 | -2 | I | I
|  | Provision and maintenance of condom dispensers fixed in position, including male and female condoms, replenishing male and female condoms on a daily basis as required for the duration of the construction period, all in accordance with the HIV/AIDS Specification | Item | 1 |  | 0 |  |  | 1 |  | 3640 |  | 25500 | [12 empty] | 1 | 1 | 1 | -2 | I | I
14 | 150 | CO-OPERATION OF CONTRACTOR FOR COST MANAGEMENT | [8 empty] | 3641 |  | 24700 | [12 empty] | 1 | 1 | 1 | -2 | I | I
|  | It is specifically agreed that the contractor accepts the obligation of assisting the principal agent in implementing proper cost management. The contractor will be advised by the principal agent of all cost management procedures which will be implemented to ensure that the final building cost does not exceed the budget. The principal agent undertakes to make available to the contractor all budgetary allowances and cost assessments/reports to enable the proper procedures to be implemented and the contractor shall attend all cost plan review and cost management meetings. The contractor undertakes to extend these procedures, as necessary, to all subcontractors | Item | 1 |  | 0 |  |  | 1 |  | 3641 |  | 24700 | [12 empty] | 1 | 1 | 1 | -2 | I | I
14 | 151 | MONITORING | [8 empty] | 3642 |  | 25500 | [12 empty] | 1 | 1 | 1 | -2 | I | I
|  | Monitoring HIV/AIDS awareness of workers, providing the principal agent with access to information including making available all reports, thoroughly completed and reflecting the correct information, for the duration of the construction period and close out, all in accordance with the HIV/AIDS Specification | Item | 1 |  | 0 |  |  | 1 |  | 3642 |  | 25500 | [12 empty] | 1 | 1 | 1 | -2 | I | I
14 | 152 | REPORTING BY CONTRACTOR | [8 empty] | 3643 |  | 25500 | [12 empty] | 1 | 1 | 1 | -2 | I | I
|  | The contractor is required to complete the attached Contractor's Monthly Report which is to be submitted together with the contractors payment claim. Payment of the contractor is conditional on this information being accurate and timeously provided | Item | 1 |  | 0 |  |  | 1 |  | 3643 |  | 25500 | [12 empty] | 1 | 1 | 1 | -2 | I | I
14 | 153 | PLANT RECORDS | [8 empty] | 3644 |  | 25500 | [12 empty] | 1 | 1 | 1 | -2 | I | I
|  | At the end of each month the contractor shall provide the principal agent with a written record, in schedule form, reflecting the number, type and capacity of all plant, excluding hand tools, currently used on the works | Item | 1 |  | 0 |  |  | 1 |  | 3644 |  | 25500 | [12 empty] | 1 | 1 | 1 | -2 | I | I
14 | 154 | LOCAL LABOUR | [8 empty] | 3645 |  | 25500 | [12 empty] | 1 | 1 | 1 | -2 | I | I
|  | Allow for monthly submission of proof of employment of local skilled and unskilled labour to the principal agent. | [8 empty] | 3645 |  | 25500 | [12 empty] | 1 | 1 | 1 | -2 | I | I
|  | It is a general requirement of this contract that persons normally resident in the locality of the works (local labour) be given preference for employment on the contract. Should adequate and appropriate labour not be available within the locality, other labour may be subject to satisfactory proof being provided that every reasonable endeavour has been made to employ local labour. The contractor shall identity the local community leaders with the purpose of negotiating with them regarding the utilisation of local labour in the construction process. The contractor shall furthermore give preference, wherever possible to the employment of single heads of households, women and yout. The contractor shall, in general, maximise the involvement of the local community. | [8 empty] | 3645 |  | 25500 | [12 empty] | 1 | 1 | 1 | -2 | I | I
|  | The principal agent shall be empowered to inspect the books and records of the contractor from time to time to ensure that the requirements are met. Should it become apparent that these conditions are not being complied with; the principal agent shall close down the works until the requirements are met. Any work stoppages so occasioned will be for the contractor’s account. | Item | 1 |  | 0 |  |  | 1 |  | 3645 |  | 25500 | [12 empty] | 1 | 1 | 1 | -2 | I | I
15 | 155 | LOCAL BUILDING MATERIALS | [8 empty] | 3646 |  | 25500 | [12 empty] | 1 | 1 | 1 | -2 | I | I
|  | Preference shall be given to the supply of materials produced or manufactured in the Eastern Cape Province provided that: | [8 empty] | 3646 |  | 25500 | [12 empty] | 1 | 1 | 1 | -2 | I | I
|  | a) Such materials comply in all respects with the specific requirements of PW371 specification | [8 empty] | 3646 |  | 25500 | [12 empty] | 1 | 1 | 1 | -2 | I | I
|  | b) The availability of such materials shall not adversely affect the desired progress of the specific works | [8 empty] | 3646 |  | 25500 | [12 empty] | 1 | 1 | 1 | -2 | I | I
|  | c) The use of such materials shall not constitute grounds for any claim for increased cost in respect thereof | Item | 1 |  | 0 |  |  | 1 |  | 3646 |  | 25500 | [12 empty] | 1 | 1 | 1 | -2 | I | I
15 | 156 | DISPOSAL SITE-SOLID WASTE/ENVIRONMENTALLY SENSITIVE MATERIALS | [8 empty] | 3647 |  | 25500 | [12 empty] | 1 | 1 | 1 | -2 | I | I
|  | All disposal of solid waste shall be deposited at an approved disposal site to be located by the contractor. All handling of environmentally sensitive materials such as asbestos, etc., is to be carried out by a registered waste disposal specialist and all laws and bylaws are to be appropriate state body will be required and is to be to the principal agent’s approval. Written confirmation of appropriate disposal is to be issued to the principal agent | Item | 1 |  | 0 |  |  | 1 |  | 3647 |  | 25500 | [12 empty] | 1 | 1 | 1 | -2 | I | I
15 | 157 | WAIVER OF LIEN | [8 empty] | 3648 |  | 25500 | [12 empty] | 1 | 1 | 1 | -2 | I | I
|  | The tenderers are notified that he/she shall sign "Waiver of Lien" together with the JBCC Principal Building Agreement Edition 4.1 Code 2101 March 2005 | Item | 1 |  | 0 |  |  | 1 |  | 3648 |  | 25500 | [12 empty] | 1 | 1 | 1 | -2 | I | I
15 | 158 | OCCUPATIONAL HEALTH AND SAFETY ACT | [8 empty] | 3649 |  | 25500 | [12 empty] | 1 | 1 | 1 | -2 | I | I
|  | The contractor shall comply with all the requirements set out in the Health and Safety Specification for Construction Work as contained within these tender documents and the Construction Regulations, 2014 issued under the Occupational Health and Safety Act, 1993 (Act No 85 of 1993). | [8 empty] | 3649 |  | 25500 | [12 empty] | 1 | 1 | 1 | -2 | I | I
|  | It is required of the contractor to thoroughly study the Health and Safety Specification that must be read together with and is deemed to be incorporated under this Section of the bills of quantities. | [8 empty] | 3649 |  | 25500 | [12 empty] | 1 | 1 | 1 | -2 | I | I
|  | The contractor must take note that compliance with the Occupational Health and Safety Act, Construction Regulations and Health and Safety Specification is compulsory. In the event of partial or total non-compliance, the principal agent, notwithstanding the provisions of clause A31.0 of Section A or any other clause to the contrary, reserves the right to delay issuing any progress payment certificate until the contractor provides satisfactory proof of compliance. The contractor shall not be entitled to any compensation of whatsoever nature, including interest, due to such delay of payment. | [8 empty] | 3649 |  | 25500 | [12 empty] | 1 | 1 | 1 | -2 | I | I
|  | Provision for pricing of the Occupational Health and Safety Act, Construction Regulations and Health and Safety Specification is made under this clause and it is explicitly pointed out that all requirements of the aforementioned are deemed to be priced hereunder and no additional claims in this regard shall be entertained. | [8 empty] | 3649 |  | 25500 | [12 empty] | 1 | 1 | 1 | -2 | I | I
|  | In addition but not limited to the contractor shall: | [8 empty] | 3649 |  | 25500 | [12 empty] | 1 | 1 | 1 | -2 | I | I
|  | - Comply with the health and safety specification for the works | [8 empty] | 3649 |  | 25500 | [12 empty] | 1 | 1 | 1 | -2 | I | I
|  | - Prepare and agree with the health and safety consultant the health and safety plan for the works | [8 empty] | 3649 |  | 25500 | [12 empty] | 1 | 1 | 1 | -2 | I | I
|  | - Co-operate with the health and safety consultant in all respects | [8 empty] | 3649 |  | 25500 | [12 empty] | 1 | 1 | 1 | -2 | I | I
|  | - Manage the compliance of all subcontractors with the regulations and with the health and safety plan and specification | [8 empty] | 3649 |  | 25500 | [12 empty] | 1 | 1 | 1 | -2 | I | I
|  | - Conform to the conditions contained in the employer's health and safety specification | Item | 1 |  | 0 |  |  | 1 |  | 3649 |  | 25500 | [12 empty] | 1 | 1 | 1 | -2 | I | I
16 | 159 | OCCUPATIONAL HEALTH AND SAFETY MEASURES IN WORKPLACES COVID-19 (C19 OHS) | [8 empty] | 3650 |  | 25500 | [12 empty] | 1 | 1 | 1 | -2 | I | I
|  | The contractor shall comply with all the requirements set out in the COVID-19 Health and Safety Baseline Specification as contained within these tender documents and 2003 issued under the Occupational Health and Safety Act, 1993 (Act No 85 of 1993) in particular Hazardous Biological Agents Regulations governing workplaces in relation to Coronovirus Disease 2019 cause by SARS-CoV-2 and the COVID-19 Occupational Health and Safety Measures in Workplace COVID-19 (C19 OHS), 2020. | [8 empty] | 3650 |  | 25500 | [12 empty] | 1 | 1 | 1 | -2 | I | I
|  | It is required of the contractor to thoroughly study the COVID-19 Health and Safety Baseline Specification and Occupational Health and Safety Act, 1993 (Act No 85 of 1993) in particular Hazardous Biological Agents Regulations governing workplaces in relation to Coronovirus Disease 2019 cause by SARS-CoV-2 and the COVID-19 Occupational Health and Safety Measures in Workplace COVID-19 (C19 OHS), 2020 that must be read together with and is deemed to be incorporated under this Section of the bills of quantities. | [8 empty] | 3650 |  | 25500 | [12 empty] | 1 | 1 | 1 | -2 | I | I
|  | The contractor must take note that compliance with the COVID-19 Health and Safety Baseline Specification as contained within these tender documents and 2003 issued under the Occupational Health and Safety Act, 1993 (Act No 85 of 1993) in particular Hazardous Biological Agents Regulations governing workplaces in relation to Coronovirus Disease 2019 cause by SARS-CoV-2 and the COVID-19 Occupational Health and Safety Measures in Workplace COVID-19 (C19 OHS), 2020 is compulsory. In the event of partial or total non-compliance, the principal agent, notwithstanding the provisions of clause A31.0 of Section A or any other clause to the contrary, reserves the right to delay issuing any progress payment certificate until the contractor provides satisfactory proof of compliance. The contractor shall not be entitled to any compensation of whatsoever nature, including interest, due to such delay of payment. | [8 empty] | 3650 |  | 25500 | [12 empty] | 1 | 1 | 1 | -2 | I | I
|  | Provision for pricing of the COVID-19 Health and Safety Baseline Specification and Occupational Health and Safety Act in particular Hazardous Biological Agents Regulations governing workplaces in relation to Coronovirus Disease 2019 cause by SARS-CoV-2 and the COVID-19 Occupational Health and Safety Measures in Workplace COVID-19 (C19 OHS), 2020 is made under this clause and it is explicitly pointed out that all requirements of the aforementioned are deemed to be priced hereunder and no additional claims in this regard shall be entertained. | Item | 1 |  | 0 |  |  | 1 |  | 3650 |  | 25500 | [12 empty] | 1 | 1 | 1 | -2 | I | I
|  | Bill Total |  |  |  |  | 0
|  | Section Total |  |  |  |  | 0
|  | SECTION NO. 2 : REFURBISHMENTS | [23 empty] | 1 | 0 | 1 | 3 | H
|  | BILL NO.1 : ALTERATIONS | [23 empty] | 1 | 0 | 1 | 3 | H
20 |  | PREAMBLES | [8 empty] | 4435 |  | 26100 | [12 empty] | 1 | 0 | 1 | 3 | H | 0
20 |  | The Tenderer is referred to the relevant Clauses in the separate documents General Specification (PW 371-A) July 2013 and Particular Specification (PW 371-B) July 2013 which are obtainable from Public Works website www.publicworks.gov.za/consultantsguidelines | [8 empty] | 1636 |  | 26100 | [12 empty] | 1 | 0 | 1 | 3 | C | 0
20 |  | SUPPLEMENTARY PREAMBLES | [8 empty] | 1637 |  | 26100 | [12 empty] | 1 | 0 | 1 | 3 | H | 0
20 |  | The Standard Preambles and Notes in the various trade bills are too and do apply equally to this section | [8 empty] | 1638 |  | 26100 | [12 empty] | 1 | 0 | 1 | 3 | C | 0
20 |  | View site: | [8 empty] | 1639 |  | 26200 | [12 empty] | 1 | 0 | 1 | 3 | S | 0
20 |  | Before submitting his tender the contractor shall visit the site and satisfy himself as to the nature and extent of the work to be done and the value of the materials contained in the buildings or portions of the buildings to be demolished. No claim for any variations of the contract sum in respect of the nature and extent of the work or of inferior or damaged materials will be entertained | [8 empty] | 1640 |  | 26300 | [12 empty] | 1 | 0 | 1 | 3 | C | 0
20 |  | Explosives: | [8 empty] | 1641 |  | 26400 | [12 empty] | 1 | 0 | 1 | 3 | S | 0
20 |  | No explosives whatsoever may be used for demolition purposes unless otherwise stated | [8 empty] | 1642 |  | 26500 | [12 empty] | 1 | 0 | 1 | 3 | C | 0
20 |  | General: | [8 empty] | 1643 |  | 26600 | [12 empty] | 1 | 0 | 1 | 3 | S | 0
20 |  | The contractor shall carry out the whole of the works with as little mess and noise as possible and with a minimum of disturbance to adjoining premises and their tenants. He shall provide proper protection and provide, erect and remove when directed, any temporary tarpaulins that may be necessary during the progress of the works, all to the satisfaction of the principal agent | [8 empty] | 1644 |  | 26700 | [12 empty] | 1 | 0 | 1 | 3 | C | 0
20 |  | Water supply pipes and other piping that may be encountered and found necessary to disconnect or cut, shall be effectually stopped off or grubbed up and removed, and any new connections that may be necessary shall be made with proper fittings, to the satisfaction of the principal agent | [8 empty] | 1645 |  | 26800 | [12 empty] | 1 | 0 | 1 | 3 | C | 0
20 |  | Doors, fanlights, fittings, frames, linings, etc. which are to be re-used shall be thoroughly overhauled before refixing including taking off, easing and rehanging, cramping up, re-wedging as required and making good cramps, dowels, etc., and easing, oiling, adjusting and repairing ironmongery as necessary, replacing any glass damaged in removal or subsequently and stopping up all nail and screw holes with tinted plastic wood to match timber, unless otherwise described. Re-painting or re-varnishing is given separately | [8 empty] | 1646 |  | 26900 | [12 empty] | 1 | 0 | 1 | 3 | C | 0
21 |  | Prices for taking out of doors, windows, etc. shall include for removal of all beads, architraves, ironmongery, etc. | [8 empty] | 1647 |  | 27000 | [12 empty] | 1 | 0 | 1 | 3 | C | 0
21 |  | Prices for taking out and removing doors and frames shall include for removing door stops, cabin hooks, etc. and making good floor and wall finishes to match existing | [8 empty] | 1648 |  | 27100 | [12 empty] | 1 | 0 | 1 | 3 | C | 0
21 |  | With regard to building up of openings in existing walls, cement screeds and pavings, granolithic, tops of walls, etc., shall be levelled and prepared for raising of brickwork | [8 empty] | 1649 |  | 27200 | [12 empty] | 1 | 0 | 1 | 3 | C | 0
21 |  | Making good of finishes shall include making good of the brick and concrete surfaces onto which the new finishes are applied, where necessary | [8 empty] | 1650 |  | 27300 | [12 empty] | 1 | 0 | 1 | 3 | C | 0
21 |  | The contractor will be required to take all dimensions affecting the existing buildings on the site and he will be held solely responsible for the accuracy of all such dimensions where used in the manufacture of new items (doors, windows, fittings, etc.) | [8 empty] | 1651 |  | 27400 | [12 empty] | 1 | 0 | 1 | 3 | C | 0
21 |  | Temporary barriers, screens, etc. including removal: | [8 empty] | 1653 |  | 27600 | [12 empty] | 1 | 0 | 1 | 3 | S | 0
21 |  | Before submitting his tender the contractor shall visit the site and satisfy himself as to the nature and extent of the work to be done and the value of the materials contained in the buildings or portions of the buildings to be demolished. No claim for any variations of the contract sum in respect of the nature and extent of the work or of inferior or damaged materials will be entertained | [8 empty] | 1654 |  | 26300 | [12 empty] | 1 | 0 | 1 | 3 | C | 0
21 |  | Self - levelling screed: | [8 empty] | 4013 |  | -936 | [12 empty] | 1 | 0 | 1 | 3 | S | 0
21 |  | To Contractor's expense should Grade 1 variance in F1 above not be achieved. Grind & prime existing surface with self-leveling Tal-Screed Master or equal & approved - thickness between between 4 to 5mm | [8 empty] | 4014 |  | -936 | [12 empty] | 1 | 0 | 1 | 3 | C | 0
21 |  | TEMPORARY BARRIERS, SCREENS, ETC | [8 empty] | 1655 |  | 27400 | [12 empty] | 1 | 0 | 1 | 3 | H | 0
21 |  | Temporary barriers, screens, etc. including removal: | [8 empty] | 1656 |  | 27400 | [12 empty] | 1 | 0 | 1 | 3 | S | 0
21 | 1 | Hoarding 2400mm high formed of 2200mm long 100mm diameter gum poles embedded 400mm into ground and 2.5m centres with timber purlins horizontal at 600mm centres to form a frame nailed upon gum poles with 70% shade net including excavating, backfilling, compacting, etc., complete including maintenance, re-use and removal thereof on completion. | m | 124 |  | 0 |  |  | 124 |  | 1657 |  | 28000 | [12 empty] | 1 | 0 | 1 | 3 | I | 1
21 |  | REMOVAL OF EXISTING WORK | [8 empty] | 1658 |  | 28100 | [12 empty] | 1 | 0 | 1 | 3 | H | 0
21 |  | Breaking up and removing unreinforced concrete | [8 empty] | 1661 |  | 28500 | [12 empty] | 1 | 0 | 1 | 3 | S
21 | 2 | 500mm wide x 100mm thick concrete existing half round channels | m² | 286 |  | 0 |  |  | 286 |  | 1663 |  | 29000 | [12 empty] | 1 | 0 | 1 | 3 | I | 2
22 |  | Taking out and removing doors, windows, e.t.c including thresholds, sills, etc. including carting away to a dumpsite located by Contractor and building up openings in brick walls, including making good cement plaster on both sides (making good paintwork elsewhere): | [8 empty] | 1668 |  | 31100 | [12 empty] | 1 | 0 | 1 | 3 | S | 0
22 | 3 | Timber single door size 813mm x 2032mm high overall including frame, ironmongery, e.t.c. | No | 44 |  | 0 |  |  | 44 |  | 1669 |  | 29801 | [12 empty] | 1 | 0 | 1 | 3 | I | N
22 | 4 | Timber double door overall including frame | No | 2 |  | 0 |  |  | 2 |  | 1707 |  | 29801 | [12 empty] | 1 | 0 | 1 | 3 | I | N
22 |  | Taking down and removing roof trusses, fascia boards, floors, panelling, ceilings, partitions, etc.: | [8 empty] | 1659 |  | 32100 | [12 empty] | 1 | 0 | 1 | 3 | S | 0
22 | 5 | Pitched roof 26 097mm x 10 397mm x 2 500mm high overall, of timber trusses and purlins, including carting away to a dumpsite located by Contractor | No | 1 |  | 0 |  |  | 1 |  | 1660 |  | 32300 | [12 empty] | 1 | 0 | 1 | 3 | I | N
22 | 6 | Ditto, but to HOD Office Block measuring approximately 11546mm x 3 371mm | No | 1 |  | 0 |  |  | 1 |  | 1702 |  | 32300 | [12 empty] | 1 | 0 | 1 | 3 | I | N
22 | 7 | Ditto, but to Block D and E Classroom Block measuring approximately 70300mm x 10786mm each | No | 2 |  | 0 |  |  | 2 |  | 1703 |  | 28500 | [12 empty] | 1 | 0 | 1 | 3 | I | N
22 | 8 | Ditto, but to Block M - Kitchen measuring approximately 7434mm x 7944mm each | No | 1 |  | 0 |  |  | 1 |  | 2797 |  | 28500 | [12 empty] | 1 | 0 | 1 | 3 | I | N
22 | 9 | Ditto, but to Block H - Boys Ablution Block measuring approximately 8465mm x 2594mm each | No | 1 |  | 0 |  |  | 1 |  | 3954 |  | 28500 | [12 empty] | 1 | 0 | 1 | 3 | I | N
22 | 10 | Ditto, but to Typical Ablution Block measuring approximately 6641mm x 7540mm each | No | 2 |  | 0 |  |  | 2 |  | 1704 |  | 28500 | [12 empty] | 1 | 0 | 1 | 3 | I | N
22 | 11 | Rhinoboard ceiling including brandering, cornices, and cart away to a dumpsite located by Contractor | m² | 1 945 |  | 0 |  |  | 1945 |  | 1705 |  | 28500 | [12 empty] | 1 | 0 | 1 | 3 | I | 2
22 | 12 | Strip and remove existing 75mm meranti coved cornices | m | 59 |  | 0 |  |  | 59 |  | 3951 |  | 28500 | [12 empty] | 1 | 0 | 1 | 3 | I | 1
22 | 13 | Strip and remove existing timber skirtings and cart away to a dumpsite located by Contractor | m | 975 |  | 0 |  |  | 975 |  | 1706 |  | 28500 | [12 empty] | 1 | 0 | 1 | 3 | I | 1
23 |  | Carefully take down and remove existing Asbestos roof sheeting e.t.c in accordance with the existing regulations; The Specialist Subcontractor must be registered with the Department of Labour in accordance with regulation 21 of the asbestos regulation, 2001 promulgamated under the occupational health and safety act, 1993. A work plan must be developed and approved by an approved asbestos inspection authority (AAIA). Cart away and dispose off site in accordance with section 20 of the Environment Conservation Act, 1989: | [8 empty] | 1710 |  | 31100 | [12 empty] | 1 | 0 | 1 | 3 | S | 0
23 | 14 | Admin Block | m² | 246 |  | 0 |  |  | 246 |  | 1711 |  | 31100 | [12 empty] | 1 | 0 | 1 | 3 | I | 2
23 | 15 | HOD Office | m² | 56 |  | 0 |  |  | 56 |  | 1712 |  | 31100 | [12 empty] | 1 | 0 | 1 | 3 | I | 2
23 | 16 | Block D and E Classroom Block | m² | 1 518 |  | 0 |  |  | 1518 |  | 1713 |  | 31100 | [12 empty] | 1 | 0 | 1 | 3 | I | 2
23 | 17 | Kitchen Block | m² | 83 |  | 0 |  |  | 83 |  | 2796 |  | 31100 | [12 empty] | 1 | 0 | 1 | 3 | I | 2
23 | 18 | Girls Ablution Block | m² | 72 |  | 0 |  |  | 72 |  | 1714 |  | 31100 | [12 empty] | 1 | 0 | 1 | 3 | I | 2
23 | 19 | Boys Ablution Block | m² | 105 |  | 0 |  |  | 105 |  | 2702 |  | 31100 | [12 empty] | 1 | 0 | 1 | 3 | I | 2
23 |  | Taking out/off and removing sundry metalwork | [8 empty] | 4458 |  | 1450 | [12 empty] | 1 | 0 | 1 | 3 | S | 0
23 | 20 | 75mm Diameter steel posts from concrete verandahs, including making good granolithic finish | m | 210 |  | 0 |  |  | 210 |  | 4459 |  | 1470 | [12 empty] | 1 | 0 | 1 | 3 | I | 1
23 |  | Hacking up and removing granolithic screeds, plaster, etc. from concrete or brickwork and preparing surfaces for new screed, plaster, tile finishes, e.t.c | [8 empty] | 1677 |  | 36100 | [12 empty] | 1 | 0 | 1 | 3 | S | 0
23 | 21 | 20mm Thick on floors and landings | m² | 29 |  | 0 |  |  | 29 |  | 4021 |  | -803 | [12 empty] | 1 | 0 | 1 | 3 | I | 2
23 | 22 | 30mm Screed from floors, including vinyl floor covering | m² | 1 928 |  | 0 |  |  | 1928 |  | 1678 |  | 36600 | [12 empty] | 1 | 0 | 1 | 3 | I | 2
23 | 23 | 30mm Thick levelling screed | m² | 1 705 |  | 0 |  |  | 1705 |  | 4020 |  | -803 | [12 empty] | 1 | 0 | 1 | 3 | I | 2
23 | 24 | Tiles to floors | m² | 21 |  | 0 |  |  | 21 |  | 2794 |  | 1600 | [12 empty] | 1 | 0 | 1 | 3 | I | 2
23 | 25 | External and internal plaster | m² | 1 425 |  | 0 |  |  | 1425 |  | 1680 |  | 36700 | [12 empty] | 1 | 0 | 1 | 3 | I | 2
23 | 26 | 25mm Granolithic from floors | m² | 287 |  | 0 |  |  | 287 |  | 4043 |  | -803 | [12 empty] | 1 | 0 | 1 | 3 | I | 2
23 |  | Taking out and removing ironmongery | [8 empty] | 2869 |  | 1390 | [12 empty] | 1 | 0 | 1 | 3 | S | 0
23 | 27 | 2400mm Wide x 1200mm high chalkboard | No | 36 |  | 0 |  |  | 36 |  | 1674 |  | 35700 | [12 empty] | 1 | 0 | 1 | 3 | I | N
23 |  | Taking out and removing piping, including cutting off as necessary, holderbats and making good floor and wall finishes (making good tiling and paintwork elsewhere) | [8 empty] | 4531 |  | 1640 | [12 empty] | 1 | 0 | 1 | 3 | S | 0
23 | 28 | PVC piping not exceeding 50mm external diameter | m | 250 |  | 0 |  |  | 250 |  | 4532 |  | 1650 | [12 empty] | 1 | 0 | 1 | 3 | I | 1
23 | 29 | PVC piping exceeding 50mm and not exceeding 100mm external diameter | m | 120 |  | 0 |  |  | 120 |  | 4533 |  | 1660 | [12 empty] | 1 | 0 | 1 | 3 | I | 1
24 |  | Taking out and removing sanitary fittings, tanks, geysers, etc, including disconnecting from pipes, floor and wall finishes (making good tiling and paintwork elsewhere measured): | [8 empty] | 2801 |  | 32900 | [12 empty] | 1 | 0 | 1 | 3 | S | 0
24 | 30 | Wash hand basin | No | 16 |  | 0 |  |  | 16 |  | 2804 |  | 32900 | [12 empty] | 1 | 0 | 1 | 3 | I | N
24 | 31 | Stainless steel urinal - 1830mm length | No | 1 |  | 0 |  |  | 1 |  | 2805 |  | 32900 | [12 empty] | 1 | 0 | 1 | 3 | I | N
24 | 32 | Water closet | No | 14 |  | 0 |  |  | 14 |  | 2802 |  | 32900 | [12 empty] | 1 | 0 | 1 | 3 | I | N
24 |  | Taking out and removing glass and mirrors | [8 empty] | 2857 |  | 1780 | [12 empty] | 1 | 0 | 1 | 3 | S | 0
24 | 33 | Glass from steel windows, including cleaning out rebates and preparing for new glass | m² | 130 |  | 0 |  |  | 130 |  | 2858 |  | 1810 | [12 empty] | 1 | 0 | 1 | 3 | I | 2
24 |  | BUILDING UP OPENINGS | [8 empty] | 2744 |  | 1890 | [12 empty] | 1 | 0 | 1 | 3 | H | 0
24 |  | Brickwork in NFP bricks in class II mortar in building up openings | [8 empty] | 2745 |  | 1900 | [12 empty] | 1 | 0 | 1 | 3 | S | 0
24 | 34 | Half brick walls | m² | 14 |  | 0 |  |  | 14 |  | 2746 |  | 1910 | [12 empty] | 1 | 0 | 1 | 3 | I | 2
24 | 35 | One brick walls | m² | 2 |  | 0 |  |  | 2 |  | 2808 |  | 1910 | [12 empty] | 1 | 0 | 1 | 3 | I | 2
24 |  | PREPARATORY WORK TO EXISTING SURFACES | [8 empty] | 4529 |  | 2080 | [12 empty] | 1 | 0 | 1 | 3 | H | 0
24 | 36 | Repair cracks on existing walls as per Engineer`s specifications including skimming to walls to an even finish. | m² | 423 |  | 0 |  |  | 423 |  | 1683 |  | 33100 | [12 empty] | 1 | 0 | 1 | 3 | I | 2
24 | 37 | Clean external ''Facebrick" with high pressure washer to remove any foreign objects. | m² | 417 |  | 0 |  |  | 417 |  | 1708 |  | 33100 | [12 empty] | 1 | 0 | 1 | 3 | I | 2
24 | 38 | Sand down 75mm x 3000mm high steel post to remove rust,old paint, e.t.c. | No | 7 |  | 0 |  |  | 7 |  | 2803 |  | 33100 | [12 empty] | 1 | 0 | 1 | 3 | I | N
24 | 39 | Inspect existing surface bed for dampness & allow for repairs through application of moisture barrier sheeting or compound if necessary as per Engineer's recommendations. | m² | 1 895 |  | 0 |  |  | 1895 |  | 1709 |  | 33100 | [12 empty] | 1 | 0 | 1 | 3 | I | 2
24 | 40 | Service existing steel window in accordance to Architect's specifications, and make good by replacing all neccesary ironmongery related to existing steel windows. | m² | 362 |  | 0 |  |  | 362 |  | 2841 |  | 33100 | [12 empty] | 1 | 0 | 1 | 3 | I | 2
24 | 41 | Service existing roller shutter door in accordance to Architect's specifications, and make good by replacing all neccesary ironmongery related to existing roller shutter. | m² | 4 |  | 0 |  |  | 4 |  | 2855 |  | 33100 | [12 empty] | 1 | 0 | 1 | 3 | I | 2
24 |  | MAKING GOOD OF FINISHES ETC | [8 empty] | 4452 |  | 2080 | [12 empty] | 1 | 0 | 1 | 3 | H | 0
24 |  | Making good of roof covering: | [8 empty] | 2748 |  | 2250 | [12 empty] | 1 | 0 | 1 | 3 | S | 0
24 | 42 | Inspect the roof and make good to damaged roof sections inline with the Architect recommendations | m² | 128 |  | 0 |  |  | 128 |  | 2750 |  | 2280 | [12 empty] | 1 | 0 | 1 | 3 | I | 2
25 |  | OPENINGS THROUGH EXISTING WALLS E.T.C. | [8 empty] | 1691 |  | 44200 | [12 empty] | 1 | 0 | 1 | 3 | H | 0
25 |  | Breaking out and forming plain openings through brick walls, including prestressed concrete lintels, making good cement plaster on both sides and into reveals and with 20 MPa concrete thresholds with steel trowelled finish (making good paintwork elsewhere) | [8 empty] | 1692 |  | 44500 | [12 empty] | 1 | 0 | 1 | 3 | S | 0
25 | 43 | Window opening WW15 high through half brick wall | No | 1 |  | 0 |  |  | 1 |  | 1693 |  | 44600 | [12 empty] | 1 | 0 | 1 | 3 | I | N
25 | 44 | Extra over openings for new lintels | m | 2 |  | 0 |  |  | 2 |  | 1694 |  | 44600 | [12 empty] | 1 | 0 | 1 | 3 | I | 1
25 | 45 | Opening 893mm x 2072mm high through one brick wall | No | 3 |  | 0 |  |  | 3 |  | 2760 |  | 2340 | [12 empty] | 1 | 0 | 1 | 3 | I | N
25 | 46 | Opening 1875mm x 2790mm high through one brick wall | No | 1 |  | 0 |  |  | 1 |  | 2806 |  | 2340 | [12 empty] | 1 | 0 | 1 | 3 | I | N
25 |  | Breaking out for and forming openings through brick walls for new doors and frames, including prestressed concrete lintels, making good cement plaster on both sides and into reveals and with 20 MPa concrete thresholds with steel trowelled finish (new doors and frames and making good paintwork elsewhere) | [8 empty] | 4433 |  | 2350 | [12 empty] | 1 | 0 | 1 | 3 | S | 0
25 | 47 | Opening for door with steel frame 2450mm x 5250mm high overall through half brick wall | No | 1 |  | 0 |  |  | 1 |  | 4434 |  | 2370 | [12 empty] | 1 | 0 | 1 | 3 | I | N
|  | Bill Total |  |  |  |  | 0
|  | BILL NO.2 : ROOF COVERINGS | [23 empty] | 1 | 0 | 2 | 27 | H
27 |  | PREAMBLES | [8 empty] | 1715 |  | 204200 | [12 empty] | 1 | 0 | 2 | 27 | H | 0
27 |  | The Tenderer is referred to the relevant Clauses in the separate documents General Specification (PW 371-A) July 2013 and Particular Specification (PW 371-B) July 2013 which are obtainable from Public Works website www.publicworks.gov.za/consultantsguidelines | [8 empty] | 1716 |  | 204500 | [12 empty] | 1 | 0 | 2 | 27 | C | 0
27 |  | SUPPLEMENTARY PREAMBLES | [8 empty] | 2668 |  | 12196 | [12 empty] | 1 | 0 | 2 | 27 | H | 0
27 |  | General: | [8 empty] | 2669 |  | 12196 | [12 empty] | 1 | 0 | 2 | 27 | S | 0
27 |  | Profiled metal roofing sheets shall be used and fixed all in accordance with SABS Code of Practice 0237. | [8 empty] | 2670 |  | 12196 | [12 empty] | 1 | 0 | 2 | 27 | C | 0
27 |  | Roofing sheets for inland use shall have galvanised coating of Z25 quality. | [8 empty] | 2671 |  | 12196 | [12 empty] | 1 | 0 | 2 | 27 | C | 0
27 |  | Galvanised roof sheets shall be finished with an approval factory applied paint coating. | [8 empty] | 2672 |  | 12196 | [12 empty] | 1 | 0 | 2 | 27 | C | 0
27 |  | General installation procedure: | [8 empty] | 2673 |  | 12196 | [12 empty] | 1 | 0 | 2 | 27 | S | 0
27 |  | All necessary cutting of sheets shall be properly performed. Cut edges at sides of valleys and where otherwise exposed shall be perfectly straight. Use a power saw with cold cutting blades. This produces less hot metal particles and burns as opposed to carborundum discs. Note: Cut sheets to be deburred and coloured sheets to be touched up. | [8 empty] | 2674 |  | 12196 | [12 empty] | 1 | 0 | 2 | 27 | C | 0
27 |  | The contractor is to submit a certificate signed by the Merchant, stating that the galvanised roof covering supplied complies with the required thickness specified. | [8 empty] | 2675 |  | 12196 | [12 empty] | 1 | 0 | 2 | 27 | C | 0
27 |  | Roof sheet shall be in single lengths to each slope of the roof or to both roof slopes where a ridge is to be formed by bending the sheets over the ridge. | [8 empty] | 2676 |  | 12196 | [12 empty] | 1 | 0 | 2 | 27 | C | 0
27 |  | The use of any approved factory applied paint finish shall in all cases be in addition to the galvanised coating as specified. | [8 empty] | 2677 |  | 12196 | [12 empty] | 1 | 0 | 2 | 27 | C | 0
27 |  | Handling on site: | [8 empty] | 2678 |  | 12196 | [12 empty] | 1 | 0 | 2 | 27 | S | 0
27 |  | On no account should sheeting in any surface, that is bundled or nested in stacks, be allowed to get wet. If packs become wet the sheets should be separated without delay and the surface moisture removed with a clean colth. The sheets should then be stacked so that air circulation completes the drying process. | [8 empty] | 2679 |  | 12196 | [12 empty] | 1 | 0 | 2 | 27 | C | 0
27 |  | Refer to GRS (Global Roofing Solutions) Steel Roofing and Walling Manual of Content. | [8 empty] | 2680 |  | 12196 | [12 empty] | 1 | 0 | 2 | 27 | C | 0
28 |  | Cleaning up: | [8 empty] | 2681 |  | 12196 | [12 empty] | 1 | 0 | 2 | 27 | S | 0
28 |  | Metallic particles and all other debris including rivet shanks, nails, scres, nuts etc should be swept from the roof sheeting as soon as possible, at the end of each days work and particularly at completion of the roof installation. Corrosion and possible failure of the pre-painted or galvanished coating surfaces subject to moist or condensation conditions. | [8 empty] | 2682 |  | 12196 | [12 empty] | 1 | 0 | 2 | 27 | C | 0
28 |  | Profiled metal roofing sheets shall be used and fixed all in accordance with SABS Code of Practice 0237. | [8 empty] | 2683 |  | 12196 | [12 empty] | 1 | 0 | 2 | 27 | C | 0
28 |  | Roofing sheets for inland use shall have galvanised coating of Z25 quality. | [8 empty] | 2684 |  | 12196 | [12 empty] | 1 | 0 | 2 | 27 | C | 0
28 |  | Galvanised roof sheets shall be finished with an approval factory applied paint coating. | [8 empty] | 2685 |  | 12196 | [12 empty] | 1 | 0 | 2 | 27 | C | 0
28 |  | All necessary cutting of sheets shall be properly performed. Cut edges at sides of valleys and where otherwise exposed shall be perfectly straight. Use a power saw with cold cutting blades. This produces less hot metal particles and burns as opposed to carborundum discs. Note: Cut sheets to be deburred and coloured sheets to be touched up. | [8 empty] | 2686 |  | 12196 | [12 empty] | 1 | 0 | 2 | 27 | C | 0
28 |  | The contractor is to submit a certificate signed by the Merchant, stating that the galvanised roof covering supplied complies with the required thickness specified. | [8 empty] | 2687 |  | 12196 | [12 empty] | 1 | 0 | 2 | 27 | C | 0
28 |  | Roof sheet shall be in single lengths to each slope of the roof or to both roof slopes where a ridge is to be formed by bending the sheets over the ridge. | [8 empty] | 2688 |  | 12196 | [12 empty] | 1 | 0 | 2 | 27 | C | 0
28 |  | The use of any approved factory applied paint finish shall in all cases be in addition to the galvanised coating as specified. | [8 empty] | 2689 |  | 12196 | [12 empty] | 1 | 0 | 2 | 27 | C | 0
28 |  | On no account should sheeting in any surface, that is bundled or nested in stacks, be allowed to get wet. If packs become wet the sheets should be separated without delay and the surface moisture removed with a clean colth. The sheets should then be stacked so that air circulation completes the drying process. | [8 empty] | 2690 |  | 12196 | [12 empty] | 1 | 0 | 2 | 27 | C | 0
28 |  | Refer to GRS (Global Roofing Solutions) Steel Roofing and Walling Manual of Content. | [8 empty] | 2691 |  | 12196 | [12 empty] | 1 | 0 | 2 | 27 | C | 0
28 |  | PROFILE METAL SHEETING AND ACCESSORIES | [8 empty] | 1717 |  | 12196 | [12 empty] | 1 | 0 | 2 | 27 | H | 0
28 |  | 0.8mm thick Galvanised IBR - Chromadek roof sheetings (colour to Architect`s approval) fixed to 50mm x 76mm SA pine purlins at min 750mm centres, including galvanised steel sheet accessories: | [8 empty] | 1718 |  | 41961 | [12 empty] | 1 | 0 | 2 | 27 | S | 0
28 | 1 | Roof covering with pitch not exceeding 18 degrees. | m² | 2 436 |  | 0 |  |  | 2436 |  | 1719 |  | 41962 | [12 empty] | 1 | 0 | 2 | 27 | I | 2
29 |  | SHEET METAL FLASHING, LINING, COPING, ETC. | [8 empty] | 1720 |  | 41962 | [12 empty] | 1 | 0 | 2 | 27 | H | 0
29 |  | 0.8mm Galvanised steel flashings to suite IBR profile with 'Colomate' finish to match roof covering: | [8 empty] | 1721 |  | 42000 | [12 empty] | 1 | 0 | 2 | 27 | S | 0
29 | 2 | Ridge capping 550mm girth and three times bent along girth | m | 207 |  | 0 |  |  | 207 |  | 1722 |  | 42003 | [12 empty] | 1 | 0 | 2 | 27 | I | 1
29 | 3 | Narrow and Broad serated flute closers | m | 430 |  | 0 |  |  | 430 |  | 1725 |  | 42028 | [12 empty] | 1 | 0 | 2 | 27 | I | 1
29 |  | ROOF INSULATION | [8 empty] | 1727 |  | 12278 | [12 empty] | 1 | 0 | 2 | 27 | H | 0
29 |  | Sisalation or similar approved insulation with 150mm minimum industrial overlap laid in accordance with manufactures specification: | [8 empty] | 1728 |  | 12287 | [12 empty] | 1 | 0 | 2 | 27 | S | 0
29 | 4 | Insulation laid under purlins and fixed concurrent with roof sheeting, including galvanised nails and straining wires. | m² | 2 436 |  | 0 |  |  | 2436 |  | 1729 |  | 12288 | [12 empty] | 1 | 0 | 2 | 27 | I | 2
|  | Bill Total |  |  |  |  | 0
|  | BILL NO.3 : CARPENTRY AND JOINERY | [23 empty] | 1 | 0 | 3 | 30 | H
31 |  | PREAMBLES | [8 empty] | 1745 |  | 204200 | [12 empty] | 1 | 0 | 3 | 30 | H | 0
31 |  | The Tenderer is referred to the relevant Clauses in the separate documents General Specification (PW 371-A) July 2013 and Particular Specification (PW 371-B) July 2013 which are obtainable from Public Works website www.publicworks.gov.za/consultantsguidelines | [8 empty] | 1746 |  | 204500 | [12 empty] | 1 | 0 | 3 | 30 | C | 0
31 |  | SUPPLEMENTARY PREAMBLES | [8 empty] | 1747 |  | 236200 | [12 empty] | 1 | 0 | 3 | 30 | H | 0
31 |  | Reference to drawings and details: | [8 empty] | 1748 |  | 45600 | [12 empty] | 1 | 0 | 3 | 30 | S | 0
31 |  | Where drawings and/ or details have been referred to in the description of items the tenderers should price for complete detail and specification on such details and/ or drawing. No claims relating to the omissions on the part of tenders will be entertained. | [8 empty] | 1749 |  | 45600 | [12 empty] | 1 | 0 | 3 | 30 | C | 0
31 |  | Fixing: | [8 empty] | 1750 |  | 236300 | [12 empty] | 1 | 0 | 3 | 30 | S | 0
31 |  | Items described as 'nailed' shall be deemed to be fixed with hardened steel nails or pins, or to be shot-pinned, to brickwork or concrete | [8 empty] | 1751 |  | 236400 | [12 empty] | 1 | 0 | 3 | 30 | C | 0
31 |  | Items described as 'plugged' shall be deemed to include screwing to fibre, plastic or metal plugs at not exceeding 500mm centres, and where described as 'bolted', the bolts have been given elsewhere | [8 empty] | 1752 |  | 236500 | [12 empty] | 1 | 0 | 3 | 30 | C | 0
31 |  | Joinery: | [8 empty] | 1753 |  | 236600 | [12 empty] | 1 | 0 | 3 | 30 | S | 0
31 |  | Descriptions of frames shall be deemed to include frames, transomes, rails, etc. | [8 empty] | 1754 |  | 236700 | [12 empty] | 1 | 0 | 3 | 30 | C | 0
31 |  | Descriptions of hardwood joinery shall be deemed to include sinking and pelleting heads and nuts of bolts | [8 empty] | 1755 |  | 236800 | [12 empty] | 1 | 0 | 3 | 30 | C | 0
31 |  | Design of prefabricated roof trusses: | [8 empty] | 1756 |  | 236900 | [12 empty] | 1 | 0 | 3 | 30 | S | 0
31 |  | Prefabricated trusses shall be fabricated in a factory by a truss fabricator who has been awarded a Certificate of Competence by the Institute of Timber Construction and is approved by the Principal Agent | [8 empty] | 1757 |  | 236900 | [12 empty] | 1 | 0 | 3 | 30 | C | 0
|  | Each roof truss shall have all its members accurately cut and closely butted together and rigidly fixed by CSIR approved patented galvanised metal spiked connectors, precision pressed on both sides of each intersection by an approved method, all in accordance with the manufacturers instructions | [8 empty] | 1757 |  | 236900 | [12 empty] | 1 | 0 | 3 | 30 | C | 0
|  | Trusses shall be designed by a registered professional engineer and in accordance with SABS 0160 and 0163, who shall, after erection, provide a certificate confirming that the design, manufacture, transportation, erection and bracing has been carried out in accordance with this specification | [8 empty] | 1757 |  | 236900 | [12 empty] | 1 | 0 | 3 | 30 | C | 0
|  | The design shall include for all live loads, wind loads and for dead loads imposed by roof covering, purlins, ceilings, etc. | [8 empty] | 1757 |  | 236900 | [12 empty] | 1 | 0 | 3 | 30 | C | 0
|  | Fully detailed shop drawings of all trusses, etc, indicating sizes, bracing, loading, etc, shall be submitted to the Principal Agent for approval prior to fabrication | [8 empty] | 1757 |  | 236900 | [12 empty] | 1 | 0 | 3 | 30 | C | 0
|  | Unless specified erection instructions are given in writting, erection shall be carried out in accordance with the procedures and recommendations of the manual "The Erection and Bracing of Timber Roof Trusses" published by the "Institute for Timber Construction and the Council for Scientific and Industrial Research" or as detailed by the designer | [8 empty] | 1757 |  | 236900 | [12 empty] | 1 | 0 | 3 | 30 | C | 0
|  | Rates trusses shall include for the necessary rafters, temporary bracing, longitudinal and cross bracing, wall plates, eaves support beams, trimmed and splay cut ends as required and erected complete. However, rates shall exclude all fascias and bargeboards, roof coverings, which are separately measured. | [8 empty] | 1757 |  | 236900 | [12 empty] | 1 | 0 | 3 | 30 | C | 0
|  | The truss spacing indicated on Architectural drawings is an indication only. The actual truss spacing would be determined by the design of the roof construction | [8 empty] | 1757 |  | 236900 | [12 empty] | 1 | 0 | 3 | 30 | C | 0
|  | The references given in the descriptions are to the drawings accompanying these bills of quantities for tender purposes which indicate the schematic truss layouts and cross sections | [8 empty] | 1757 |  | 236900 | [12 empty] | 1 | 0 | 3 | 30 | C | 0
32 |  | Decorative thermosetting plastic laminate covering: | [8 empty] | 1758 |  | 236900 | [12 empty] | 1 | 0 | 3 | 30 | S | 0
32 |  | Laminate covering shall be glued under pressure and edge strips of same shall be butt jointed at junctions with adjacent similar finish | [8 empty] | 1759 |  | 237000 | [12 empty] | 1 | 0 | 3 | 30 | C | 0
32 |  | PREFABRICATED ROOF TRUSSES, ETC. | [8 empty] | 1760 |  | 12351 | [12 empty] | 1 | 0 | 3 | 30 | H | 0
32 |  | The following is applicabe in respect of roof trusses, trusses not exceeding 18 degree pitch maximum 1200mm centers. Roof covering galavanised IBR profile roof sheeting on 50 x 76mm treated SA pine pirlins at maximum 750mm centers. The contractor is to confirm actual dimentions on site before fabrications: | [8 empty] | 1761 |  | 12351 | [12 empty] | 1 | 0 | 3 | 30 | S | 0
32 | 1 | Roof construction to be double pitched roof with two gable ends measuring approximately 26 037mm x 10 391mm with 2 790mm high overall, including trusses, hurricane clips, rafters, permanent bracing and 50mm x 76mm purlins at 750mm centers maximum for roof covering and 38mm x 38mm cleats complete to Admin Block | No | 1 |  | 0 |  |  | 1 |  | 1762 |  | 12351 | [12 empty] | 1 | 0 | 3 | 30 | I | N
33 | 2 | Ditto, but to Block D and E Classroom Block measuring approximately 70 300mm x 10 786mm each | No | 2 |  | 0 |  |  | 2 |  | 2708 |  | 12351 | [12 empty] | 1 | 0 | 3 | 30 | I | N
33 | 3 | Ditto, but to Typical Ablution Block measuring approximately 6 641mm x 7 540mm each | No | 2 |  | 0 |  |  | 2 |  | 2707 |  | 12351 | [12 empty] | 1 | 0 | 3 | 30 | I | N
33 | 4 | Ditto, but to HOD Office Block measuring approximately 11 546mm x 3 371mm each | No | 1 |  | 0 |  |  | 1 |  | 1790 |  | 12351 | [12 empty] | 1 | 0 | 3 | 30 | I | N
33 | 5 | Ditto, but to Block M - Kitchen measuring approximately 7 434mm x 7 944mm each | No | 1 |  | 0 |  |  | 1 |  | 2800 |  | 12351 | [12 empty] | 1 | 0 | 3 | 30 | I | N
33 | 6 | Roof construction to be mono pitched roof measuring approximately 8 465mm x 2 594mm with 2790mm high overall, including trusses, hurricane clips, rafters, permanent bracing and 50mm x 76mm purlins at 750mm centers maximum for roof covering and 38 x 38mm cleats complete to Admin Block | No | 1 |  | 0 |  |  | 1 |  | 3956 |  | 12351 | [12 empty] | 1 | 0 | 3 | 30 | I | N
33 |  | Sawn softwood grade 6: | [8 empty] | 1763 |  | 12353 | [12 empty] | 1 | 0 | 3 | 30 | S | 0
33 | 7 | Extra over exposed sawn softwood roof timber for wrought ends | m | 190 |  | 0 |  |  | 190 |  | 1764 |  | 12354 | [12 empty] | 1 | 0 | 3 | 30 | I | 1
33 | 8 | 76mm x 114mm SAP timber wall plate | m | 419 |  | 0 |  |  | 419 |  | 1765 |  | 12354 | [12 empty] | 1 | 0 | 3 | 30 | I | 1
33 | 9 | 50mm x 76mm SAP purlins | m | 2 444 |  | 0 |  |  | 2444 |  | 1766 |  | 12354 | [12 empty] | 1 | 0 | 3 | 30 | I | 1
33 |  | Sawn softwood grade 5: | [8 empty] | 4461 |  | 12354 | [12 empty] | 1 | 0 | 3 | 30 | S | 0
33 | 10 | 76mm x 228mm SAP laminated timber beam | m | 282 |  | 0 |  |  | 282 |  | 4462 |  | 12354 | [12 empty] | 1 | 0 | 3 | 30 | I | 1
33 |  | SKIRTINGS | [8 empty] | 1769 |  | 12354 | [12 empty] | 1 | 0 | 3 | 30 | H | 0
33 |  | Wrought meranti hardwood skirting plugged in: | [8 empty] | 1770 |  | 12550 | [12 empty] | 1 | 0 | 3 | 30 | S | 0
33 | 11 | 19mm Meranti quadrant bead, nailed to skirting. | m | 975 |  | 0 |  |  | 975 |  | 1772 |  | 12553 | [12 empty] | 1 | 0 | 3 | 30 | I | 1
33 | 12 | 19mm x 69mm "Arris" rounded meranti skirting or Equally Approved including fixing to walls with nail heads punched in and filled | m | 975 |  | 0 |  |  | 975 |  | 1771 |  | 12553 | [12 empty] | 1 | 0 | 3 | 30 | I | 1
33 |  | FRAMED DOORS ETC | [8 empty] | 1774 |  | 12570 | [12 empty] | 1 | 0 | 3 | 30 | H | 0
33 |  | SOLID HARDWOOD TIMBER DOORS | [8 empty] | 1775 |  | 12598 | [12 empty] | 1 | 0 | 3 | 30 | S | 0
33 |  | 44mm 'Swartland SD14' or Similar Approved framed ledged, braced and battened door formed of 105mm x 44mm stiles ,top and mid rails 144mm x 22mm bottom tail on 67mm x 19mm tongued, grooved and V-jointed one side boarding and covered on the other side with 3mm plywood with vineer to match door let into and including rebates all around. | [8 empty] | 1776 |  | 12598 | [12 empty] | 1 | 0 | 3 | 30 | S | 0
33 | 13 | 44mm x 813mm x 2032mm high door | No | 4 |  | 0 |  |  | 4 |  | 1777 |  | 12598 | [12 empty] | 1 | 0 | 3 | 30 | I | N
34 | 14 | 813mm x 2 032mm x 40mm Solid flush panel door with hardboard on both sides including hanging to frames (frames elsewhere measured) - D01 | No | 1 |  | 0 |  |  | 1 |  | 1793 |  | 45924 | [12 empty] | 1 | 0 | 3 | 30 | I | N
34 | 15 | 864mm x 2 032mm x 40mm Solid flush panel door with hardboard on both sides including hanging to frames (frames elsewhere measured) - D02 | No | 18 |  | 0 |  |  | 18 |  | 1794 |  | 45924 | [12 empty] | 1 | 0 | 3 | 30 | I | N
34 | 16 | 864mm x 2 032mm x 44mm Thick approved ''External" quality hardwood boarded door with 105x44 stiles, top and mid rails 144mm x 22mm bottom tail on 67mm x 19mm T&G boarding including hanging to frames elsewhere measured) - D03 | No | 23 |  | 0 |  |  | 23 |  | 1795 |  | 45924 | [12 empty] | 1 | 0 | 3 | 30 | I | N
34 | 17 | 2 x 774mm x 2032 x 42mm Thick 'Meranti' two panel double door including 42mm x 105mm top rail and rail and styles, 42mm x 185mm middle rail, 42mm x 220mm bottom rail. Meeting styles to be rebated and the raised field panel to the top and bottom. The top panel to be 562mm x 1051mm x 22mm and bottom to be 562mm x 569mm x 22mm | No | 2 |  | 0 |  |  | 2 |  | 1796 |  | 45924 | [12 empty] | 1 | 0 | 3 | 30 | I | N
34 |  | CUSTOMIZED DOORS, ETC | [8 empty] | 4440 |  | 12598 | [12 empty] | 1 | 0 | 3 | 30 | S | 0
34 |  | 44mm Thick 'Swartland' or similar acoustic door by specialist. Complete with all acoustic seal, including a fully morticed drop seal in the bottom of the door as per Architects drawing door schedule | [8 empty] | 4441 |  | 12598 | [12 empty] | 1 | 0 | 3 | 30 | S | 0
34 | 18 | 5 250mm wide x 2 450mm high Thick Acoustic door | No | 1 |  | 0 |  |  | 1 |  | 4442 |  | 45924 | [12 empty] | 1 | 0 | 3 | 30 | I | N
34 |  | FRAMES, LININGS, ETC. | [8 empty] | 1779 |  | 45924 | [12 empty] | 1 | 0 | 3 | 30 | H | 0
34 |  | Wrot meranti frames rebated and 14mm x 14mm chamfered outward exposed edge for stiles and top frame (no threshold) built into brickwork with iron tiles. 12mm x 12mm quadrants all round both sides. | [8 empty] | 1780 |  | 46067 | [12 empty] | 1 | 0 | 3 | 30 | S | 0
34 | 19 | Standard approved hardwood 900mm x 2 100mm x 86mm x 68mm rebated (for 42mm-44mm door thickness) and 14 x14mm chamfered outward exposed edge for stiles and top frame (no threshold)built into brickwork with iron tiles. 12mm x 12mm quadrants all round both sides. All prepared for finish as specified | No | 23 |  | 0 |  |  | 23 |  | 1797 |  | 46067 | [12 empty] | 1 | 0 | 3 | 30 | I | N
34 | 20 | Ditto, but for double door | No | 2 |  | 0 |  |  | 2 |  | 1798 |  | 46067 | [12 empty] | 1 | 0 | 3 | 30 | I | N
34 | 21 | 12mm x 12mm Quadrant bead, nailed to ceilings at eaves, painted white to match ceiling | m | 812 |  | 0 |  |  | 812 |  | 1781 |  | 12553 | [12 empty] | 1 | 0 | 3 | 30 | I | 1
35 |  | BARGE AND FASCIA BOARDS, ETC. | [8 empty] | 1782 |  | 12278 | [12 empty] | 1 | 0 | 3 | 30 | H | 0
35 |  | Fibre-cement barge and fascia boards screwed in: | [8 empty] | 1783 |  | 12278 | [12 empty] | 1 | 0 | 3 | 30 | S | 0
35 | 22 | 275mm x 80mm 'Nutec Everite' or Equally Approved moulded barge board, twice screwed to, and including 38mm x 38mm trimmer battens with countersunk brass screws with PVC H-profile barge board joiners between boads. | m | 120 |  | 0 |  |  | 120 |  | 1785 |  | 12278 | [12 empty] | 1 | 0 | 3 | 30 | I | 1
35 | 23 | 225mm x 12mm 'Fibre Cement' or Equally Approved high density plain cement fascia board, twice screwed to, and including 38mm x 38mm trimmer battens with countersunk brass screws. | m | 378 |  | 0 |  |  | 378 |  | 1784 |  | 12278 | [12 empty] | 1 | 0 | 3 | 30 | I | 1
35 |  | JOINERY FITTINGS | [8 empty] | 1786 |  | 12278 | [12 empty] | 1 | 0 | 3 | 30 | H | 0
35 |  | Administration Block: | [8 empty] | 1787 |  | 281800 | [12 empty] | 1 | 0 | 3 | 30 | S | 0
35 | 24 | "Staff Room" U-shaped counter including 32mm grey granite counter top, size 17 158mm x 600mm x 750mm high, with 13 x 4mm drawer cupboards manufacture from 18mm Greythorne melamine board, side and back panels on SHELCO or other approved heavy duty brackets at 350mm centres maximum. (Actual measurement to taken on site) | No | 1 |  | 0 |  |  | 1 |  | 1788 |  | 13141 | [12 empty] | 1 | 0 | 3 | 30 | I | N
35 | 25 | 'Strong Room" shelves, overall size 2 926mm x 600mm wide x 2 674mm high, formed of 32mm Pine plywood, 44mm x 44mm SAP vertical and horizontal supports glued and nailed to shelving - each shelf to measure 468mm x 578mm x 600mm deep (Actual measurement to be taken on site) | No | 1 |  | 0 |  |  | 1 |  | 1789 |  | 13141 | [12 empty] | 1 | 0 | 3 | 30 | I | N
35 | 26 | "Office Store" shelves, overall size 3 248mm x 600mm wide x 2 674mm high, formed of 32mm Pine plywood, 44mm x 44mm SAP vertical and horizontal supports glued and nailed to shelving - each shelf to measure 746mm x 578mm x 600mm deep (Actual measurement to be taken on site) | No | 1 |  | 0 |  |  | 1 |  | 1801 |  | 13141 | [12 empty] | 1 | 0 | 3 | 30 | I | N
35 | 27 | "Store Room" shelves, overall size 5 342mm x 600mm wide x 2674mm high, formed of 32mm Pine plywood, 44mm x 44mm SAP vertical and horizontal supports glued and nailed to shelving (Actual measurement to be taken on site) | No | 1 |  | 0 |  |  | 1 |  | 1802 |  | 13141 | [12 empty] | 1 | 0 | 3 | 30 | I | N
35 | 28 | Ditto, but to 4 789mm x 600mm wide x 2 674mm high | No | 1 |  | 0 |  |  | 1 |  | 1804 |  | 13141 | [12 empty] | 1 | 0 | 3 | 30 | I | N
35 | 29 | Ditto, but to 2 430mm x 600mm wide x 2 674mm high | No | 1 |  | 0 |  |  | 1 |  | 1805 |  | 13141 | [12 empty] | 1 | 0 | 3 | 30 | I | N
35 | 30 | L-shaped counter including 32mm grey granite counter top, size 5 450mm x 600mm wide x 750mm high, with 4 x 4 drawer cupboards manufacture from 18mm Greythorne melamine board, side and back panels on SHELCO or other approved heavy duty brackets at 350mm centres maximum. (Actual measurement to taken on site) | No | 1 |  | 0 |  |  | 1 |  | 1807 |  | 13141 | [12 empty] | 1 | 0 | 3 | 30 | I | N
36 |  | Dining and Nutrition Block: | [8 empty] | 3809 |  | 13141 | [12 empty] | 1 | 0 | 3 | 30 | S | 0
36 | 31 | "Store Room" shelves, overall size 1832mm x 600mm wide x 2065mm high, formed of 32mm Pine plywood, 44mm x 44mm SAP vertical and horizontal supports glued and nailed to shelving (Actual measurement to be taken on site) | No | 1 |  | 0 |  |  | 1 |  | 3815 |  | 13141 | [12 empty] | 1 | 0 | 3 | 30 | I | N
36 | 32 | "Store Room" shelves, overall size 2 568mm x 600mm wide x 2 065mm high, formed of 32mm Pine plywood, 44 x 44mm SAP vertical and horizontal supports glued and nailed to shelving (Actual measurement to be taken on site) | No | 1 |  | 0 |  |  | 1 |  | 3814 |  | 13141 | [12 empty] | 1 | 0 | 3 | 30 | I | N
36 | 33 | "Scullery" floor cupboard with sink" overall size 1 525mm x 600mm wide x 1 000mm high, formed of 32mm Pine plywood, 44mm x 44mm SAP vertical and horizontal supports glued and nailed to shelving (Actual measurement to be taken on site) | No | 1 |  | 0 |  |  | 1 |  | 3818 |  | 13141 | [12 empty] | 1 | 0 | 3 | 30 | I | N
36 | 34 | "Kitchen serving room" floor L-shaped cupboard overall size 8 334mm x 600mm wide x 1 000mm high formed of 32mm Pine plywood, 44mm x 44mm SAP vertical and horizontal supports glued and nailed to shelving (Actual measurement to be taken on site). Cupboard drawers and doors to be 32mm Pine plywood as per Architect's Joinery Layout drawing | No | 1 |  | 0 |  |  | 1 |  | 3819 |  | 13141 | [12 empty] | 1 | 0 | 3 | 30 | I | N
|  | Bill Total |  |  |  |  | 0
|  | BILL NO.4 : CEILINGS PARTITIONS AND ACCESS FLOORING | [23 empty] | 1 | 0 | 4 | 33 | H
38 |  | PREAMBLES | [8 empty] | 1884 |  | 282800 | [12 empty] | 1 | 0 | 4 | 33 | H | 0
38 |  | The Tenderer is referred to the relevant Clauses in the separate documents General Specification (PW 371-A) July 2013 and Particular Specification (PW 371-B) July 2013 which are obtainable from Public Works website www.publicworks.gov.za/consultantsguidelines | [8 empty] | 1885 |  | 282800 | [12 empty] | 1 | 0 | 4 | 33 | C | 0
38 |  | SUPPLEMENTARY PREAMBLES | [8 empty] | 1886 |  | 282800 | [12 empty] | 1 | 0 | 4 | 33 | H | 0
38 |  | Fixing: | [8 empty] | 1887 |  | 282900 | [12 empty] | 1 | 0 | 4 | 33 | S | 0
38 |  | Items described as 'nailed' shall be deemed to be fixed with hardened steel nails or pins, or to be shot-pinned, to brickwork or concrete | [8 empty] | 1888 |  | 283000 | [12 empty] | 1 | 0 | 4 | 33 | C | 0
38 |  | Items described as 'plugged' shall be deemed to include screwing to fibre, plastic or metal plugs at not exceeding 500mm centres, and where described as 'bolted', the bolts have been given elsewhere | [8 empty] | 1889 |  | 283100 | [12 empty] | 1 | 0 | 4 | 33 | C | 0
38 |  | Ceilings: | [8 empty] | 1890 |  | 283200 | [12 empty] | 1 | 0 | 4 | 33 | S | 0
38 |  | Unless otherwise described ceilings shall be deemed to be horizontal | [8 empty] | 1891 |  | 283300 | [12 empty] | 1 | 0 | 4 | 33 | C | 0
38 |  | Bulkheads: | [8 empty] | 1892 |  | 283400 | [12 empty] | 1 | 0 | 4 | 33 | S | 0
38 |  | Bulkheads are defined as those portions of ceilings which are stepped down from the general ceiling level in a particular room or area and which generally occur along the perimeter. Their purpose is either to conceal services or to create architectural features | [8 empty] | 1893 |  | 283500 | [12 empty] | 1 | 0 | 4 | 33 | C | 0
38 |  | Bulkheads have only been described as such where they conform to the above definition and where the horizontal or vertical dimensions do not exceed 900mm. Where these dimensions are more than 900mm such portions of ceilings have been included in the appropriate general items of ceilings | [8 empty] | 1894 |  | 283600 | [12 empty] | 1 | 0 | 4 | 33 | C | 0
38 |  | Unless otherwise described bulkheads shall be deemed to be horizontal along the length | [8 empty] | 1895 |  | 283700 | [12 empty] | 1 | 0 | 4 | 33 | C | 0
38 |  | Steel components: | [8 empty] | 1896 |  | 283800 | [12 empty] | 1 | 0 | 4 | 33 | S | 0
38 |  | All steel components for ceilings, partitions, etc. are to be galvanised in accordance with SANS 121 | [8 empty] | 1897 |  | 283900 | [12 empty] | 1 | 0 | 4 | 33 | C | 0
39 |  | CEILING , INSULATION, BEADS, E.T.C | [8 empty] | 1898 |  | 284220 | [12 empty] | 1 | 0 | 4 | 33 | H | 0
39 |  | Insulation | [8 empty] | 4048 |  | 284220 | [12 empty] | 1 | 0 | 4 | 33 | S | 0
39 |  | Non-combustible fibreglass insulation of a density of not less than 10kg/m3 bonded with an inert thermo-setting: | [8 empty] | 1899 |  | -99 | [12 empty] | 1 | 0 | 4 | 33 | S | 0
39 | 1 | 100mm Insulation in blanket form and lapped not less than 50mm along all edges and laid on top of brandering between roof timber e.t.c. | m² | 1 458 |  | 0 |  |  | 1458 |  | 1900 |  | -102 | [12 empty] | 1 | 0 | 4 | 33 | I | 2
39 |  | Gypsum plasterboard ceilings | [8 empty] | 4047 |  | 63561 | [12 empty] | 1 | 0 | 4 | 33 | S | 0
39 |  | 6.4mm thick Gypsum plasterboard with 6mm x 32mm wrought flat meranti coverstrips over joints primed before fixing and the whole with minimum 3mm and maximum 6mm thick coat gypsum skim plaster trowellled to smooth polished surface: | [8 empty] | 1901 |  | 63561 | [12 empty] | 1 | 0 | 4 | 33 | S | 0
39 | 2 | Ceilings including 38mm x 38mm SA pine brandering at 400mm centres in one direction. | m² | 1 458 |  | 0 |  |  | 1458 |  | 1902 |  | 63568 | [12 empty] | 1 | 0 | 4 | 33 | I | 2
39 | 3 | Extra over ceiling for 650mm x 650mm trap door with 38mm x 50mm softwood frame and 38mm x 114mm sawn softwood trimmers, fitted flush in opening with 19mm x 50mm wrot softwood fillets all round | No | 34 |  | 0 |  |  | 34 |  | 2761 |  | 63568 | [12 empty] | 1 | 0 | 4 | 33 | I | N
39 |  | Fibre-cement ceilings | [8 empty] | 4049 |  | 63568 | [12 empty] | 1 | 0 | 4 | 33 | S | 0
39 |  | 6.4mm thick Fibre-cement plain ceiling boards including coverstrips to match over: | [8 empty] | 4050 |  | 63568 | [12 empty] | 1 | 0 | 4 | 33 | S | 0
39 | 4 | Ceilings including standard steel brandering at 400mm centres in one direction only, joined with joiner sections and hung with suspension brackets including standard steel perimeter angles fixed to walls e.t.c | m² | 380 |  | 0 |  |  | 380 |  | 4051 |  | 63568 | [12 empty] | 1 | 0 | 4 | 33 | I | 2
39 | 5 | Extra over ceiling for 650mm x 650mm trap door with 38mm x 50mm softwood frame and 38mm x 114mm sawn softwood trimmers, fitted flush in opening with 19mm x 50mm wrot softwood fillets all round | No | 4 |  | 0 |  |  | 4 |  | 4052 |  | 63568 | [12 empty] | 1 | 0 | 4 | 33 | I | N
39 |  | CORNICES | [8 empty] | 1908 |  | 50572 | [12 empty] | 1 | 0 | 4 | 33 | H | 0
39 |  | SA Pine cornice: | [8 empty] | 1909 |  | 50572 | [12 empty] | 1 | 0 | 4 | 33 | S | 0
39 | 6 | 75mm SA Pine cornice | m | 1 194 |  | 0 |  |  | 1194 |  | 1910 |  | 657446 | [12 empty] | 1 | 0 | 4 | 33 | I | 1
|  | Bill Total |  |  |  |  | 0
|  | BILL NO.5 : FLOOR COVERINGS | [23 empty] | 1 | 0 | 5 | 36 | H
41 |  | PREAMBLES | [8 empty] | 1956 |  | 693823 | [12 empty] | 1 | 0 | 5 | 36 | H | 0
41 |  | The Tenderer is referred to the relevant Clauses in the separate documents General Specification (PW 371-A) July 2013 and Particular Specification (PW 371-B) July 2013 which are both obtainable from Public Works website www.publicworks.gov.za/consultantsguidelines | [8 empty] | 1957 |  | 692985 | [12 empty] | 1 | 0 | 5 | 36 | C | 0
41 |  | SUPPLEMENTARY PREAMBLES | [8 empty] | 2692 |  | 693823 | [12 empty] | 1 | 0 | 5 | 36 | H | 0
41 |  | Fixing: | [8 empty] | 2694 |  | 693823 | [12 empty] | 1 | 0 | 5 | 36 | S | 0
41 |  | Flooring sub-contractor to approve floor screeds in writing to the Principal Agent before laying of vinyl floor sheeting | [8 empty] | 2693 |  | 693823 | [12 empty] | 1 | 0 | 5 | 36 | C | 0
41 |  | Floor coverings, wall linings, etc. shall, where applicable, be fixed with adhesive as recommended by the manufacturers of the flooring, linings, e.t.c. | [8 empty] | 2695 |  | 693824 | [12 empty] | 1 | 0 | 5 | 36 | C | 0
41 |  | Sizes: | [8 empty] | 2696 |  | 693823 | [12 empty] | 1 | 0 | 5 | 36 | S | 0
41 |  | Sizes and patterns of vinyl sheeting described hereunder may vary from the final specification | [8 empty] | 2697 |  | 693824 | [12 empty] | 1 | 0 | 5 | 36 | C | 0
|  | No claim for extras in respect of additional labour or wastage will be entertained should final sizes vary from those described hereunder | [8 empty] | 2697 |  | 693824 | [12 empty] | 1 | 0 | 5 | 36 | C | 0
41 |  | Rates: | [8 empty] | 2698 |  | 693823 | [12 empty] | 1 | 0 | 5 | 36 | S | 0
41 |  | Rates for vinly sheeting are deemed to include for laying in patterns in differing contracting colour AND in one or alternating tones of colours as any be specified by the Architect | [8 empty] | 2699 |  | 693824 | [12 empty] | 1 | 0 | 5 | 36 | C | 0
41 |  | Floor coverings, wall linings, etc. shall, where applicable, be fixed with adhesive as recommended by the manufacturers of the flooring, linings, etc. | [8 empty] | 2700 |  | 693824 | [12 empty] | 1 | 0 | 5 | 36 | C | 0
41 |  | Sizes and patterns of vinyl sheeting described hereunder may vary from the final specification | [8 empty] | 2701 |  | 693824 | [12 empty] | 1 | 0 | 5 | 36 | C | 0
|  | No claim for extras in respect of additional labour or wastage will be entertained should final sizes vary from those described hereunder | [8 empty] | 2701 |  | 693824 | [12 empty] | 1 | 0 | 5 | 36 | C | 0
41 |  | 2.5mm Thick fully-flexible vinyl floor sheeting laid in acrylic adhesive spread on self levelling screed (elsewhere measured) with colours to Architect's specification: | [8 empty] | 2705 |  | -164 | [12 empty] | 1 | 0 | 5 | 36 | S | 0
41 | 1 | On floors | m² | 1 280 |  | 0 |  |  | 1280 |  | 2706 |  | -164 | [12 empty] | 1 | 0 | 5 | 36 | I | 2
41 |  | Polish, Sealers, e.t.c. | [8 empty] | 1964 |  | -158 | [12 empty] | 1 | 0 | 5 | 36 | S | 0
41 | 2 | Three coats wax polish on vinyl flooring | m² | 1 280 |  | 0 |  |  | 1280 |  | 1965 |  | -164 | [12 empty] | 1 | 0 | 5 | 36 | I | 2
|  | Bill Total |  |  |  |  | 0
|  | BILL NO.6 : IRONMONGERY | [23 empty] | 1 | 0 | 6 | 39 | H
42 |  | PREAMBLES | [8 empty] | 1967 |  | 314520 | [12 empty] | 1 | 0 | 6 | 39 | H | 0
42 |  | The Tenderer is referred to the relevant Clauses in the separate documents General Specification (PW 371-A) July 2013 and Particular Specification (PW 371-B) July 2013 which are both obtainable from Public Works website www.publicworks.gov.za/consultantsguidelines | [8 empty] | 1968 |  | 314520 | [12 empty] | 1 | 0 | 6 | 39 | H | 0
42 |  | SUPPLEMENTARY PREAMBLES | [8 empty] | 1969 |  | 314520 | [12 empty] | 1 | 0 | 6 | 39 | H | 0
42 |  | Reference to drawings and details: | [8 empty] | 1970 |  | 314520 | [12 empty] | 1 | 0 | 6 | 39 | S | 0
42 |  | Where drawings and/ or details have been referred to Tenderers should price for complete detail and specification on such details and/ or drawing. No claims relating to the omissions on the part of tenders will be entertained. | [8 empty] | 1971 |  | 314520 | [12 empty] | 1 | 0 | 6 | 39 | C | 0
42 |  | Proprietary items: | [8 empty] | 1972 |  | 314900 | [12 empty] | 1 | 0 | 6 | 39 | S | 0
42 |  | All ironmongery shall be in accordance with DORMAKABA specifications or equally approved unless otherwise described | [8 empty] | 1974 |  | 315000 | [12 empty] | 1 | 0 | 6 | 39 | C | 0
42 |  | Where applicable the manufacturers' names or product catalogue titles are given in sub-headings preceding the items Prices are to be based on the specific products/articles specified. If tenderers wish to offer alternative products/articles for certain items, these items are to be clearly marked and the alternative specification given with supporting brochures etc. clarifying the features of the products/articles offered On request returnable samples are to be provided to the principal agent for consideration | [8 empty] | 1975 |  | 315000 | [12 empty] | 1 | 0 | 6 | 39 | C | 0
42 |  | Finishes to ironmongery: | [8 empty] | 1976 |  | 314700 | [12 empty] | 1 | 0 | 6 | 39 | S | 0
42 |  | Where applicable finishes to ironmongery are indicated by suffixes in accordance with the following list: BS Satin bronze lacquered CH Chromium plated SC Satin chromium plated SE Silver enamelled GE Grey enamelled AN Anodised natural AS Anodised silver AB Anodised bronze AG Anodised gold ABL Anodised black PB Polished brass PL Polished and lacquered PT Epoxy coated SD Sanded | [8 empty] | 1977 |  | 314800 | [12 empty] | 1 | 0 | 6 | 39 | C | 0
42 |  | IRONMONGERY TO DOORS, FRAMES, ETC. | [8 empty] | 1973 |  | 14691 | [12 empty] | 1 | 0 | 6 | 39 | H | 0
42 |  | HINGES, BOLTS, ETC. | [8 empty] | 1978 |  | 14691 | [12 empty] | 1 | 0 | 6 | 39 | H | 0
42 | 1 | 102mm x 75mm x 3mm Two ball bearing butt hing. (code DBB-SS-009 or Equally Approved) - set of 2 | Sets | 90 |  | 0 |  |  | 90 |  | 2007 |  | 14699 | [12 empty] | 1 | 0 | 6 | 39 | I | S
42 | 2 | 'HBSFM" Hinges by steel frame manufaturer. | Sets | 1 |  | 0 |  |  | 1 |  | 3973 |  | 14699 | [12 empty] | 1 | 0 | 6 | 39 | I | S
43 | 3 | DDS - SS - 017 dormakaba or equally approved floor mounted door stopper | No | 34 |  | 0 |  |  | 34 |  | 2016 |  | 15118 | [12 empty] | 1 | 0 | 6 | 39 | I | N
43 | 4 | CB30 Cyl S.C dormakaba or Equally Approved lever handle on plate with cylinder cut out. | No | 33 |  | 0 |  |  | 33 |  | 2015 |  | 14796 | [12 empty] | 1 | 0 | 6 | 39 | I | N
43 | 5 | IBSDM or Equally Approved ironmongery by Safe door manufacture | No | 1 |  | 0 |  |  | 1 |  | 2025 |  | 14993 | [12 empty] | 1 | 0 | 6 | 39 | I | N
43 |  | DOOR CLOSERS | [8 empty] | 3974 |  | 14971 | [12 empty] | 1 | 0 | 6 | 39 | S | 0
43 | 6 | S73V - SL dormakaba EN 2-4 or Equally Approved Regular Arm NON HOLD OPEN Door Closer - Adjustable Strength, Hydraulic Speed Control. Pull Side Fixing EN2 750-850, EN3 850-950, EN4 950-1100 | No | 3 |  | 0 |  |  | 3 |  | 3975 |  | 14971 | [12 empty] | 1 | 0 | 6 | 39 | I | N
43 | 7 | TS73V PA DC -PAB - SL dormakaba EN 2-4 or Equally Approved parallel Arm DELAYED ACTION Door Closer. Push Side Fixing (Parallel Arm Bracket Included) | No | 2 |  | 0 |  |  | 2 |  | 3976 |  | 14971 | [12 empty] | 1 | 0 | 6 | 39 | I | N
43 |  | SIGNAGE | [8 empty] | 3977 |  | 14971 | [12 empty] | 1 | 0 | 6 | 39 | S | 0
43 | 8 | 250mm Diameter clear perspex Aerial font 150mm - white vinyl "H.O.D OFFICE". | No | 3 |  | 0 |  |  | 3 |  | 2754 |  | 14971 | [12 empty] | 1 | 0 | 6 | 39 | I | N
43 | 9 | 250mm Diameter clear perspex Aerial font 150mm - white vinyl "CLASSROOM". | No | 18 |  | 0 |  |  | 18 |  | 2023 |  | 14971 | [12 empty] | 1 | 0 | 6 | 39 | I | N
43 | 10 | DSS-130 M dormakaba or Equally Approved MALE sign | No | 2 |  | 0 |  |  | 2 |  | 2022 |  | 15118 | [12 empty] | 1 | 0 | 6 | 39 | I | N
43 | 11 | Ditto, but FEMALE sign | No | 4 |  | 0 |  |  | 4 |  | 3978 |  | 15118 | [12 empty] | 1 | 0 | 6 | 39 | I | N
43 | 12 | Ditto, but DISABLED PERSONS sign | No | 2 |  | 0 |  |  | 2 |  | 3979 |  | 15118 | [12 empty] | 1 | 0 | 6 | 39 | I | N
43 |  | HANDLES | [8 empty] | 1981 |  | 657719 | [12 empty] | 1 | 0 | 6 | 39 | H | 0
43 |  | Handles, e.t.c. | [8 empty] | 1982 |  | 657720 | [12 empty] | 1 | 0 | 6 | 39 | S | 0
43 | 13 | Lever handle on rose with cylinder escutcheons (code TH125 Cyl S.S or Eqaully Approved) | Sets | 62 |  | 0 |  |  | 62 |  | 2010 |  | 657723 | [12 empty] | 1 | 0 | 6 | 39 | I | S
43 | 14 | DHP-430-BL-SF 170 x 170 dormakaba DPH301C or Equally Approved Pull Handle BT fixed on a 170mm x 170mm x 1.2mm thick Grade 430 stainless steel plate with no cylinder cutout. Stainless Steel Plate to have 4 countersunk holes for screw fixing. | Sets | 3 |  | 0 |  |  | 3 |  | 3984 |  | 657723 | [12 empty] | 1 | 0 | 6 | 39 | I | S
43 | 15 | DPH301B dormakaba or Equally Approved 325mm x 25mm Straight Tubular Pull Handle Flange Fixing | Sets | 4 |  | 0 |  |  | 4 |  | 3985 |  | 657723 | [12 empty] | 1 | 0 | 6 | 39 | I | S
43 | 16 | DWC-006 dormakaba or Equally Approved Disabled WC indicator (Red & White) and turn knob for physically impaired | Sets | 2 |  | 0 |  |  | 2 |  | 3986 |  | 657723 | [12 empty] | 1 | 0 | 6 | 39 | I | S
44 |  | LOCKS | [8 empty] | 1984 |  | 14785 | [12 empty] | 1 | 0 | 6 | 39 | H | 0
44 |  | The following locks are to be suitable for master key operation: | [8 empty] | 1985 |  | 14787 | [12 empty] | 1 | 0 | 6 | 39 | S | 0
44 | 17 | Cylinder sash lock (code D036S SS or Equally Approved) | No | 33 |  | 0 |  |  | 33 |  | 2014 |  | 14796 | [12 empty] | 1 | 0 | 6 | 39 | I | N
44 | 18 | Cylinder deadlock (code D037D SS or Equally Approved) | No | 5 |  | 0 |  |  | 5 |  | 1987 |  | 14796 | [12 empty] | 1 | 0 | 6 | 39 | I | N
44 | 19 | DMWC -SS-008 dormakaba or Equally Approved Bathroom Deadlock. Case dimensions (mm) 38H x 76D. Forend dimensions (mm) 78H x 22.5W. Backset 55mm. | No | 2 |  | 0 |  |  | 2 |  | 3980 |  | 14796 | [12 empty] | 1 | 0 | 6 | 39 | I | N
44 | 20 | DDC206301 MK dormakaba or Equally Approved 63mm - 31.5+31.5mm Europrofile Nickel Plated E-SP 5 Pin Double Cylinder - Master Keyed | No | 29 |  | 0 |  |  | 29 |  | 3981 |  | 14796 | [12 empty] | 1 | 0 | 6 | 39 | I | N
44 | 21 | DKC206301 MK dormakaba 63mm - 31.5+31.5mm Europrofile Nickel Plated E-SP 5 Pin Knob Cylinder - Master Keyed | No | 4 |  | 0 |  |  | 4 |  | 3982 |  | 14796 | [12 empty] | 1 | 0 | 6 | 39 | I | N
44 | 22 | DSC204101 MK dormakaba 40.5 or Equally Approved Europrofile Nickel Plated E-SP 5 Pin Single Cylinder - Master Keyed | No | 5 |  | 0 |  |  | 5 |  | 3983 |  | 14796 | [12 empty] | 1 | 0 | 6 | 39 | I | N
44 | 23 | DIB-ZST-026 or Equally Approved dormakaba Indicator Bolt | No | 25 |  | 0 |  |  | 25 |  | 3991 |  | 14796 | [12 empty] | 1 | 0 | 6 | 39 | I | N
44 |  | PLATES | [8 empty] | 3988 |  | 14993 | [12 empty] | 1 | 0 | 6 | 39 | S | 0
44 | 24 | DPP-430-BL-SF 170mm x 170mm dormakaba or Equally Approved 170mm x 170mm x 1.2mm thick Grade 430 stainless steel plate. Stainless Steel Plate to have 4 countersunk holes for screw fixing. | No | 3 |  | 0 |  |  | 3 |  | 3989 |  | 14993 | [12 empty] | 1 | 0 | 6 | 39 | I | N
44 | 25 | DKP-430-SF 200 dormakaba or Equally Approved 200mm x 813mm x 1.2mm thick Grade 430 stainless steel kick plate. Stainless Steel Kick Plate to have 10 countersunk holes for screw fixing. | No | 3 |  | 0 |  |  | 3 |  | 3990 |  | 14993 | [12 empty] | 1 | 0 | 6 | 39 | I | N
44 |  | Sundry items: | [8 empty] | 3992 |  | 14993 | [12 empty] | 1 | 0 | 6 | 39 | S | 0
44 | 26 | DCE-002 S.S dormakaba or Equally Approved Round Cylinder escutcheon | No | 3 |  | 0 |  |  | 3 |  | 3993 |  | 14993 | [12 empty] | 1 | 0 | 6 | 39 | I | N
44 | 27 | D038R NP dormakaba or Equally Approved Rebate conversion kit for Euro Profile locks D036S, D037D. | No | 5 |  | 0 |  |  | 5 |  | 3994 |  | 14993 | [12 empty] | 1 | 0 | 6 | 39 | I | N
44 | 28 | DRP-SS-023 dormakaba or Equally Approved 62mm x 44mm Ring Flush Pull Handle | No | 1 |  | 0 |  |  | 1 |  | 3995 |  | 14993 | [12 empty] | 1 | 0 | 6 | 39 | I | N
44 | 29 | DFB-SS-027 dormakaba or Equally Approved 160mm Manual flush bolt | No | 10 |  | 0 |  |  | 10 |  | 3996 |  | 14993 | [12 empty] | 1 | 0 | 6 | 39 | I | N
44 | 30 | DPS-SS-032 dormakaba or Equally Approved Dust Proof Strike | No | 5 |  | 0 |  |  | 5 |  | 3997 |  | 14993 | [12 empty] | 1 | 0 | 6 | 39 | I | N
44 | 31 | Other Halcast no 166 SC brass cabin hook and eye fixed to wrot meranti blocks 75mm x 75mm with chamfered edges. | No | 5 |  | 0 |  |  | 5 |  | 3998 |  | 14993 | [12 empty] | 1 | 0 | 6 | 39 | I | N
45 | 32 | DHC-SS-030A dormakaba or Equally Approved Hat and Coat Hook | No | 1 |  | 0 |  |  | 1 |  | 3999 |  | 14993 | [12 empty] | 1 | 0 | 6 | 39 | I | N
45 | 33 | DHC-SS-031B dormakaba or Equally Approved Hat and Coat Hook with rubber buffer | No | 11 |  | 0 |  |  | 11 |  | 4000 |  | 14993 | [12 empty] | 1 | 0 | 6 | 39 | I | N
45 |  | KEY TAGS | [8 empty] | 3987 |  | 14993 | [12 empty] | 1 | 0 | 6 | 39 | S | 0
45 | 34 | Plastic key tags to each key, key tag to be colour coded per block with relevant relating to door frame number (G-011 or Equally Approved) | No | 75 |  | 0 |  |  | 75 |  | 2024 |  | 14993 | [12 empty] | 1 | 0 | 6 | 39 | I | N
45 |  | PINNING BOARDS, WRITING BOARDS, PROJECTION SCREENS, ETC | [8 empty] | 4447 |  | 48890 | [12 empty] | 1 | 0 | 6 | 39 | H | 0
45 |  | Standard ’Parrot’ or equally aproved aluminum frame wall mounted Bulletin Boards (to be installed in strict accordance with the supplier/manufacturer specification) | [8 empty] | 2752 |  | 15213 | [12 empty] | 1 | 0 | 6 | 39 | S | 0
45 | 35 | 2 x 2400mm x 1200mm Bulletin Board with standard 20mm wide aluminium frame with concealed mounting & carpet finish. | No | 20 |  | 0 |  |  | 20 |  | 2751 |  | 15213 | [12 empty] | 1 | 0 | 6 | 39 | I | N
45 |  | Standard ’Parrot’ or equally aproved aluminum frame door mounted Bulletin Boards (to be installed in strict accordance with the supplier/manufacturer specification) | [8 empty] | 4445 |  | 15213 | [12 empty] | 1 | 0 | 6 | 39 | S | 0
45 | 36 | 2 x 2400mm x 1200mm Bulletin Board with standard 20mm wide aluminium frame with concealed mounting & carpet finish. | No | 1 |  | 0 |  |  | 1 |  | 4446 |  | 15213 | [12 empty] | 1 | 0 | 6 | 39 | I | N
45 |  | Standard ’Parrot’ or Equally Approved aluminum frame wall mounted Swing Leaf Chalk Boards, with chalk trays (to be installed in strict accordance with the supplier/manufacturer | [8 empty] | 2753 |  | 15213 | [12 empty] | 1 | 0 | 6 | 39 | S | 0
|  | specification) | [8 empty] | 2753 |  | 15213 | [12 empty] | 1 | 0 | 6 | 39 | S | 0
45 | 37 | 2 x 2 400mm x 1 200mm Chalkboard Non-Magnetic (Green) with standard 20mm wide aluminium frame with concealed mounting & Chalkrail at the back of board. | No | 17 |  | 0 |  |  | 17 |  | 2026 |  | 15213 | [12 empty] | 1 | 0 | 6 | 39 | I | N
45 |  | Standard ’Parrot’ or Equally Approved aluminum frame White Writing Boards, plugged to acoustic door as per Architects door schedule | [8 empty] | 4450 |  | 15213 | [12 empty] | 1 | 0 | 6 | 39 | S | 0
45 | 38 | 2 x 2 400mm x 1 200mm White writing board with chalk rail | No | 1 |  | 0 |  |  | 1 |  | 4449 |  | 48902 | [12 empty] | 1 | 0 | 6 | 39 | I | N
|  | Bill Total |  |  |  |  | 0
|  | BILL NO.7 : METALWORK | [23 empty] | 1 | 0 | 7 | 45 | H
47 |  | PREAMBLES | [8 empty] | 2028 |  | 354500 | [12 empty] | 1 | 0 | 7 | 45 | H | 0
47 |  | The Tenderer is referred to the relevant Clauses in the separate documents General Specification (PW 371-A) July 2013 and Particular Specification (PW 371-B) July 2013 which are both obtainable from Public Works website www.publicworks.gov.za/consultantsguidelines | [8 empty] | 2029 |  | 354500 | [12 empty] | 1 | 0 | 7 | 45 | C | 0
47 |  | SUPPLEMENTARY PREAMBLES | [8 empty] | 2030 |  | 354500 | [12 empty] | 1 | 0 | 7 | 45 | H | 0
47 |  | Reference to drawings and details: | [8 empty] | 2031 |  | 45600 | [12 empty] | 1 | 0 | 7 | 45 | S | 0
47 |  | Where drawings and/ or details have been referred to Tenderers should price for complete detail and specification on such details and/ or drawing. No claims relating to the omissions on the part of tenders will be entertained. | [8 empty] | 2032 |  | 45600 | [12 empty] | 1 | 0 | 7 | 45 | C | 0
47 |  | Descriptions of bolts, anchors, e.t.c.: | [8 empty] | 2033 |  | 354600 | [12 empty] | 1 | 0 | 7 | 45 | S | 0
47 |  | Unless otherwise described, descriptions of items shall be deemed to include for fixing to brickwork or concrete | [8 empty] | 2034 |  | 354600 | [12 empty] | 1 | 0 | 7 | 45 | C | 0
|  | Where item are described as "bolted", the bolts are measured elsewhere | [8 empty] | 2034 |  | 354600 | [12 empty] | 1 | 0 | 7 | 45 | C | 0
47 |  | Descriptions of bolts shall be deemed to include nuts and washers | [8 empty] | 2035 |  | 354700 | [12 empty] | 1 | 0 | 7 | 45 | C | 0
47 |  | Descriptions of expansion anchors and bolts and chemical anchors and bolts shall be deemed to include nuts, washers and mortices in brickwork or concrete | [8 empty] | 2036 |  | 354800 | [12 empty] | 1 | 0 | 7 | 45 | C | 0
47 |  | Items described as 'holed for bolt(s)' shall be deemed to exclude the bolts unless otherwise described | [8 empty] | 2037 |  | 354900 | [12 empty] | 1 | 0 | 7 | 45 | C | 0
47 |  | Fixing: | [8 empty] | 2038 |  | 354600 | [12 empty] | 1 | 0 | 7 | 45 | S | 0
47 |  | Items described as 'plugged' shall be deemed to include screwing to fibre, plastic or metal plugs at not exceeding 600mm centres | [8 empty] | 2039 |  | 355000 | [12 empty] | 1 | 0 | 7 | 45 | C | 0
47 |  | Doors and windows shall comply with AAAMSA design criteria Glazing shall comply with SAGGA regulations. Glass shall be laminated performance glass as shown on the window schedules appended to these bills of quantities (as described in the headings to window descriptions). Glass thickness shall comply with SAGGA regulations irrespective of thicknesses shown on the schedules. Doors and windows shall be supplied with protective tape and plastic and shall be removed only once surrounding trades have been completed. For purpose made windows and doors, refer to drawings annexed to these bills of quantities | [8 empty] | 2040 |  | 355200 | [12 empty] | 1 | 0 | 7 | 45 | C | 0
47 |  | The following certificates shall be provided prior to commencement of site work: | [8 empty] | 2041 |  | 355300 | [12 empty] | 1 | 0 | 7 | 45 | C | 0
|  | 1. A copy of the relevant AAAMSA Performance Test Certificate from the manufacturer/contractor supplying the architectural aluminium product | [8 empty] | 2041 |  | 355300 | [12 empty] | 1 | 0 | 7 | 45 | C | 0
|  | 2. A Certificate of Conformance confirming that anodising or powder coating has been processed in accordance with SANS 999 and SANS 1796 respectively | [8 empty] | 2041 |  | 355300 | [12 empty] | 1 | 0 | 7 | 45 | C | 0
|  | 3. A powder guarantee of not less than 15 years issued by the powder manufacturer. The specific conditions contained in this guarantee shall form part of the powder coating process | [8 empty] | 2041 |  | 355300 | [12 empty] | 1 | 0 | 7 | 45 | C | 0
|  | 4. A Certificate of Conformance confirming that glazing has been installed in accordance with SANS 0137, ensuring that safety glazing materials have been installed in the mandatory areas and that each individual pane of safety glazing materials has been permanently marked | [8 empty] | 2041 |  | 355300 | [12 empty] | 1 | 0 | 7 | 45 | C | 0
|  | 5. A warranty from the manufacturer of the laminated safety glass and/or hermetically sealed glazing units guaranteeing the products against delamination and colour degradation for a period of not less than five years | [8 empty] | 2041 |  | 355300 | [12 empty] | 1 | 0 | 7 | 45 | C | 0
48 |  | GALVANIZED STEEL DOOR FRAMES. | [8 empty] | 2042 |  | 15760 | [12 empty] | 1 | 0 | 7 | 45 | H | 0
48 |  | 1.2mm Acoustic steel frames suitable for 110mm brick walls: | [8 empty] | 4443 |  | 15772 | [12 empty] | 1 | 0 | 7 | 45 | S | 0
48 | 1 | Frame for acoustic door size, 5 250mm x 2 450mm high. | No | 1 |  | 0 |  |  | 1 |  | 4444 |  | 15772 | [12 empty] | 1 | 0 | 7 | 45 | I | N
48 |  | 1.2mm Rebated frames suitable for 220mm brick walls: | [8 empty] | 2043 |  | 15772 | [12 empty] | 1 | 0 | 7 | 45 | S | 0
48 | 2 | Frame for double door 980mm x 2 032mm high. | No | 2 |  | 0 |  |  | 2 |  | 2044 |  | 15772 | [12 empty] | 1 | 0 | 7 | 45 | I | N
48 |  | GALVANISED STEEL SECURITY GATES, E.T.C. | [8 empty] | 2045 |  | 15717 | [12 empty] | 1 | 0 | 7 | 45 | H | 0
48 |  | Galvanised mild steel security gates consisting of 10 x 10mm mild steel bars placed at 100mm centers at a 45 degree angle, with 50mm x 50 mm square tube frame, with heavy duty hinges to allow gates to open to a max angle of 180 degrees, including painting with one coat Zinc Chromate primer and two coats gloss enamel paint. | [8 empty] | 2046 |  | 15719 | [12 empty] | 1 | 0 | 7 | 45 | S | 0
48 | 3 | 925mm x 2 032mm high Single gate. | No | 21 |  | 0 |  |  | 21 |  | 2047 |  | 15732 | [12 empty] | 1 | 0 | 7 | 45 | I | N
48 |  | GALVANISED STEEL SECURITY WINDOW BARS, E.T.C. | [8 empty] | 2048 |  | 15717 | [12 empty] | 1 | 0 | 7 | 45 | H | 0
48 |  | Galvanised mild steel security window bars consisting of 12mm Diameter mild steel bars placed at (minimum 150mm and maximum 225mm) centers vertically and at (minimum 198mm and maximum 223mm) centers horizonatlly, with 12mm Diameter frame, with and including 25mm x 75mm x 4mm thick mild steel plates and masonary screws, including painting with one coat primer and two coats white epoxy paint to match windows complete as per architects drawings. | [8 empty] | 2049 |  | 15719 | [12 empty] | 1 | 0 | 7 | 45 | S | 0
48 | 4 | Window W1 - measuring 968mm wide x 1 195mm high | No | 22 |  | 0 |  |  | 22 |  | 2050 |  | 16152 | [12 empty] | 1 | 0 | 7 | 45 | I | N
49 | 5 | Window W55 - measuring 970mm wide x 1 536mm high | No | 1 |  | 0 |  |  | 1 |  | 2757 |  | 16152 | [12 empty] | 1 | 0 | 7 | 45 | I | N
49 | 6 | Window W2 - measuring 1 946mm wide x 1 195mm high | No | 5 |  | 0 |  |  | 5 |  | 2755 |  | 16152 | [12 empty] | 1 | 0 | 7 | 45 | I | N
49 | 7 | Window W3 - measuring 1 511mm wide x 608mm high | No | 9 |  | 0 |  |  | 9 |  | 2756 |  | 16152 | [12 empty] | 1 | 0 | 7 | 45 | I | N
49 |  | GALVANISED STEEL COLUMNS AND BEAMS | [8 empty] | 4466 |  | 15717 | [12 empty] | 1 | 0 | 7 | 45 | H | 0
49 |  | Galvanised Mild Steel residential type top-hung open out window frames complete with burglar proofing with 10mm diameter solid round bars, complete with 4mm frosted glazing all in accordance with Architect's specifications: | [8 empty] | 4467 |  | 15719 | [12 empty] | 1 | 0 | 7 | 45 | S | 0
49 | 8 | 75mm Diameter Tubing support | Tonnes | 12 |  | 0 |  |  | 12 |  | 4468 |  | 16152 | [12 empty] | 1 | 0 | 7 | 45 | I | T
49 |  | BALUSTRADES E.T.C | [8 empty] | 2859 |  | 16152 | [12 empty] | 1 | 0 | 7 | 45 | H | 0
49 |  | Welded and bolted patent balustrades to stairs | [8 empty] | 2864 |  | 16152 | [12 empty] | 1 | 0 | 7 | 45 | S | 0
49 | 9 | Balustrades, 38mm x 50mm x 1.6mm mild steel rectangular hollow section frame consisting of 25mm x 25mm x 1.6mm intermediate mild steel hollow tubes placed vertically at 92mm centres, with 50mm x 50mm mild steel square tube frame, complete with 50 mm diameter steel hollow tube fixed oto frame to specialist detail | m | 17 |  | 0 |  |  | 17 |  | 2865 |  | 16152 | [12 empty] | 1 | 0 | 7 | 45 | I | 1
49 |  | STAINLESS STEEL TABLES | [8 empty] | 3810 |  | 18028 | [12 empty] | 1 | 0 | 7 | 45 | H | 0
49 |  | Franke' or Equally Approved: | [8 empty] | 3811 |  | 60590 | [12 empty] | 1 | 0 | 7 | 45 | S | 0
49 | 10 | 800mm x 600mm Free standing stainless steel table on casters with below counter shelving as per Architect's Joinery Layout drawing | No | 4 |  | 0 |  |  | 4 |  | 3812 |  | 60590 | [12 empty] | 1 | 0 | 7 | 45 | I | N
49 | 11 | 900mm High free standing stainless steel table with adjustable shelves and sliding doors as per Architect's Joinery Layout drawing | No | 1 |  | 0 |  |  | 1 |  | 3813 |  | 60590 | [12 empty] | 1 | 0 | 7 | 45 | I | N
|  | Bill Total |  |  |  |  | 0
|  | BILL NO.8 : PLASTERING | [23 empty] | 1 | 0 | 8 | 48 | H
51 |  | PREAMBLES | [8 empty] | 2080 |  | 409700 | [12 empty] | 1 | 0 | 8 | 48 | H | 0
51 |  | The Tenderer is referred to the relevant Clauses in the separate documents General Specification (PW 371-A) July 2013 and Particular Specification (PW 371-B) July 2013 which are both obtainable from Public Works website www.publicworks.gov.za/consultantsguidelines | [8 empty] | 2117 |  | 411800 | [12 empty] | 1 | 0 | 8 | 48 | C | 0
51 |  | SUPPLEMENTARY PREAMBLES | [8 empty] | 2082 |  | 409700 | [12 empty] | 1 | 0 | 8 | 48 | H | 0
51 |  | Moisture tests: | [8 empty] | 2083 |  | -920 | [12 empty] | 1 | 0 | 8 | 48 | S | 0
51 |  | Before any finishes, coverings, etc are applied to screeds, plastering, etc or any other in-situ finish moisture tests are to be carried out to the complete satisfaction of the Principal Agent to ensure that these surfaces have the correct moisture content for the finish to be applied | [8 empty] | 2084 |  | -920 | [12 empty] | 1 | 0 | 8 | 48 | C | 0
51 |  | Labours, etc.: | [8 empty] | 2085 |  | -920 | [12 empty] | 1 | 0 | 8 | 48 | S | 0
51 |  | Labours such as fair, rounded and chamfered edges, trowel cuts, throats, V-joints, angles, etc shall be deemed to be included in the descriptions | [8 empty] | 2086 |  | -920 | [12 empty] | 1 | 0 | 8 | 48 | C | 0
51 |  | Granolithic: | [8 empty] | 2087 |  | -920 | [12 empty] | 1 | 0 | 8 | 48 | S | 0
51 |  | Coloured granolithic shall be tinted with an approved colouring pigment mixed into a true and even colour. | [8 empty] | 2088 |  | -936 | [12 empty] | 1 | 0 | 8 | 48 | C | 0
51 |  | Granolithic shall be covered with clean hessian with waterproof building foil over and kept wet for at least seven days after laying. | [8 empty] | 2089 |  | -934 | [12 empty] | 1 | 0 | 8 | 48 | C | 0
51 |  | Granolithic shall be laid in panels not exceeding 14m\'b2 for monolithic finishes, not exceeding 9,5m\'b2 for bonded finishes and not exceeding 6m\'b2 for all external granolithic. Wherever possible, panels shall be square but at no time should the length of the panel exceed 1,5 times its width. | [8 empty] | 2090 |  | -927 | [12 empty] | 1 | 0 | 8 | 48 | C | 0
51 |  | Unless otherwise described, granolithic shall attain a compressive strength of at least 41MPa. The coarse aggregate shall comply with SANS 1083 and shall generally be capable of passing a 10mm mesh sieve. Where the thickness of the granolithic exceeds 25mm, the size of the coarse aggregate shall be increased to the maximum size compatible with the thickness of the granolithic. | [8 empty] | 2091 |  | -925 | [12 empty] | 1 | 0 | 8 | 48 | C | 0
52 |  | For granolithic applied monolithically, the concrete floor shall be swept clean after bleeding of the concrete has ceased and the slab has begun to stiffen; any remaining bleed water shall be removed and the granolithic applied immediately thereafter. For granolithic to be bonded to the floor slab after it has hardened, the slab surface shall be hacked (preferably by mechanical means) until all laitance, dirt, oil, etc. is dislodged and swept clean of all loose matter. The slab shall then be wetted and kept damp for at least six hours before applying the granolithic. | [8 empty] | 2092 |  | -923 | [12 empty] | 1 | 0 | 8 | 48 | C | 0
52 |  | Where possible joints between panels shall be positioned over joints in the floor slab and shall be at least 3mm wide through the full thickness of the finish, separated by strips of wood or fibreboard and finished with V-joints | [8 empty] | 2093 |  | -928 | [12 empty] | 1 | 0 | 8 | 48 | C | 0
52 |  | Cement plaster: | [8 empty] | 2094 |  | -936 | [12 empty] | 1 | 0 | 8 | 48 | S | 0
52 |  | Unless otherwise described, cement plaster shall be taken to mean Class 1 cement plaster | [8 empty] | 2095 |  | -936 | [12 empty] | 1 | 0 | 8 | 48 | C | 0
52 |  | INTERNAL PLASTER | [8 empty] | 2101 |  | 415400 | [12 empty] | 1 | 0 | 8 | 48 | H | 0
52 |  | Cement plaster on brickwork | [8 empty] | 2102 |  | 658788 | [12 empty] | 1 | 0 | 8 | 48 | S | 0
52 | 1 | On walls | m² | 1 848 |  | 0 |  |  | 1848 |  | 2103 |  | 658789 | [12 empty] | 1 | 0 | 8 | 48 | I | 2
52 | 2 | On narrow widths | m² | 166 |  | 0 |  |  | 166 |  | 2105 |  | 658789 | [12 empty] | 1 | 0 | 8 | 48 | I | 2
52 |  | EXTERNAL PLASTER | [8 empty] | 2109 |  | 416700 | [12 empty] | 1 | 0 | 8 | 48 | H | 0
52 |  | Cement plaster wood floated, on brickwork | [8 empty] | 2110 |  | 416800 | [12 empty] | 1 | 0 | 8 | 48 | S | 0
52 | 3 | On walls | m² | 1 223 |  | 0 |  |  | 1223 |  | 2111 |  | 658789 | [12 empty] | 1 | 0 | 8 | 48 | I | 2
52 | 4 | On narrow widths | m² | 104 |  | 0 |  |  | 104 |  | 2112 |  | 658789 | [12 empty] | 1 | 0 | 8 | 48 | I | 2
52 |  | Gypsum skim plaster finishing coat | [8 empty] | 2107 |  | 658789 | [12 empty] | 1 | 0 | 8 | 48 | S | 0
52 | 5 | On ceilings | m² | 1 458 |  | 0 |  |  | 1458 |  | 2108 |  | 658789 | [12 empty] | 1 | 0 | 8 | 48 | I | 2
|  | Bill Total |  |  |  |  | 0
|  | BILL NO.9 : TILING | [23 empty] | 1 | 0 | 9 | 51 | H
54 |  | PREAMBLES | [8 empty] | 2713 |  | 409700 | [12 empty] | 1 | 0 | 9 | 51 | H | 0
54 |  | The Tenderer is referred to the relevant Clauses in the separate documents General Specification (PW 371-A) July 2013 and Particular Specification (PW 371-B) July 2013 which are both obtainable from Public Works website www.publicworks.gov.za/consultantsguidelines | [8 empty] | 2714 |  | 411800 | [12 empty] | 1 | 0 | 9 | 51 | C | 0
54 |  | SUPPLEMENTARY PREAMBLES | [8 empty] | 2715 |  | 409700 | [12 empty] | 1 | 0 | 9 | 51 | H | 0
54 |  | Fixing | [8 empty] | 2731 |  | 409700 | [12 empty] | 1 | 0 | 9 | 51 | S | 0
54 |  | Unless described as "fixed with adhesive to plaster (plaster | [8 empty] | 2733 |  | 409700 | [12 empty] | 1 | 0 | 9 | 51 | C | 0
|  | elsewhere)" descriptions of tiling on brick or concrete walls, columns, etc shall be deemed to include 1:4 cement plaster backing and descriptions of tiling on concrete floors etc shall be deemed to include 1:3 plaster bedding | [8 empty] | 2733 |  | 409700 | [12 empty] | 1 | 0 | 9 | 51 | C | 0
|  | Tiling described as "fixed with adhesive on power floatedconcrete" shall be deemed to include for approved tiling key-coat | [8 empty] | 2733 |  | 409700 | [12 empty] | 1 | 0 | 9 | 51 | C | 0
|  | Ceramic, porcelain, marble and granite tiles are to be fixed and grouted with suitable adhesives and grouts from the"Tal Professional" ("Ceresit Tylon"?) range of products as recommended by the manufacturer of the tiles | [8 empty] | 2733 |  | 409700 | [12 empty] | 1 | 0 | 9 | 51 | C | 0
54 |  | FLOOR TILING | [8 empty] | 2734 |  | 409700 | [12 empty] | 1 | 0 | 9 | 51 | H | 0
54 |  | 600mm x 600mm x 12mm non slip porcelain floor tiles (PC Sum R 320.00/m²) fixed with adhesive to screed (screed elsewhere) and flush pointed with grout. | [8 empty] | 2735 |  | 409700 | [12 empty] | 1 | 0 | 9 | 51 | S | 0
54 | 1 | On floors and landings | m² | 101 |  | 0 |  |  | 101 |  | 2736 |  | 409700 | [12 empty] | 1 | 0 | 9 | 51 | I | 2
54 | 2 | 100mm high tile skirting with alumium edge strip (elsewhere measured) | m | 170 |  | 0 |  |  | 170 |  | 2737 |  | 409700 | [12 empty] | 1 | 0 | 9 | 51 | I | 1
|  | Bill Total |  |  |  |  | 0
|  | BILL NO.10 : PLUMBING AND DRAINAGE | [23 empty] | 1 | 0 | 10 | 54 | H
55 |  | PREAMBLES | [8 empty] | 2169 |  | 432300 | [12 empty] | 1 | 0 | 10 | 54 | H | 0
55 |  | The Tenderer is referred to the relevant Clauses in the separate documents General Specification (PW 371-A) July 2013 and Particular Specification (PW 371-B) July 2013 which are both obtainable from Public Works website www.publicworks.gov.za/consultantsguidelines | [8 empty] | 2170 |  | 432300 | [12 empty] | 1 | 0 | 10 | 54 | C | 0
55 |  | SUPPLEMENTARY PREAMBLES | [8 empty] | 2171 |  | 432300 | [12 empty] | 1 | 0 | 10 | 54 | H | 0
55 |  | References to details and drawings: | [8 empty] | 2172 |  | 432300 | [12 empty] | 1 | 0 | 10 | 54 | S | 0
55 |  | Where drawings and/ or details have been referred to Tenderers should price for complete detail and specification on such details and/ or drawing. No claims relating to the omissions on the part of tenders will be entertained. | [8 empty] | 2173 |  | 432300 | [12 empty] | 1 | 0 | 10 | 54 | C | 0
55 |  | Wire gratings: | [8 empty] | 2174 |  | 432400 | [12 empty] | 1 | 0 | 10 | 54 | S | 0
55 |  | Descriptions of gutter outlets etc. shall be deemed to include wire balloon gratings | [8 empty] | 2175 |  | 432500 | [12 empty] | 1 | 0 | 10 | 54 | C | 0
55 |  | Stormwater channels: | [8 empty] | 2176 |  | 432600 | [12 empty] | 1 | 0 | 10 | 54 | S | 0
55 |  | Descriptions of channels shall be deemed to include necessary excavation, surface preparation, compaction, etc., and disposal of surplus material on site | [8 empty] | 2177 |  | 432700 | [12 empty] | 1 | 0 | 10 | 54 | C | 0
55 |  | French drains: | [8 empty] | 2178 |  | 432800 | [12 empty] | 1 | 0 | 10 | 54 | S | 0
55 |  | Descriptions of French drains shall be deemed to include excavation, stone filling graded from 300mm diameter at bottom to 75mm diameter at top, approved geofabric filter blanket over stone, 300mm earth filling over and disposal of surplus material on site | [8 empty] | 2179 |  | 432900 | [12 empty] | 1 | 0 | 10 | 54 | C | 0
55 |  | Stainless steel basins, sinks, wash troughs, urinals, etc.: | [8 empty] | 2180 |  | 433200 | [12 empty] | 1 | 0 | 10 | 54 | S | 0
55 |  | Stainless steel for economy basins, domestic sinks and worktops shall be Type 430 (17/0) Stainless steel for urinals, basins, quality sinks, wash troughs, institutional equipment, etc. shall be Type 304 (18/8) Stainless steel for laboratory sinks, photographic equipment, etc. shall be Type 316 (18/8) Units shall have standard aprons on all exposed edges and tiling keys against walls where applicable | [8 empty] | 2181 |  | 433300 | [12 empty] | 1 | 0 | 10 | 54 | C | 0
55 |  | Sealing of edges: | [8 empty] | 2182 |  | 433400 | [12 empty] | 1 | 0 | 10 | 54 | S | 0
55 |  | Outer edges of sinks, basins, baths, urinals, etc. are to be sealed against adjacent surfaces with approved silicone | [8 empty] | 2183 |  | 433500 | [12 empty] | 1 | 0 | 10 | 54 | C | 0
56 |  | uPVC pipes and fittings: | [8 empty] | 2184 |  | 433600 | [12 empty] | 1 | 0 | 10 | 54 | S | 0
56 |  | Sewer and drainage pipes and fittings shall be jointed and sealed with butyl rubber rings Soil, waste and vent pipes and fittings shall be solvent weld jointed or sealed with butyl rubber rings | [8 empty] | 2185 |  | 433700 | [12 empty] | 1 | 0 | 10 | 54 | C | 0
56 |  | uPVC pressure pipes and fittings: | [8 empty] | 2186 |  | 433800 | [12 empty] | 1 | 0 | 10 | 54 | S | 0
56 |  | Pipes of 50mm diameter and smaller shall be plain ended with solvent welded uPVC loose sockets and fittings Pipes of 63mm diameter and greater shall have sockets and spigots with push-in type integral rubber ring joints. Bends shall be uPVC and all other fittings shall be cast iron, all with similar push-in type joints | [8 empty] | 2187 |  | 433900 | [12 empty] | 1 | 0 | 10 | 54 | C | 0
56 |  | High density polyethylene (HDPe) pipes and fittings: | [8 empty] | 2188 |  | 434000 | [12 empty] | 1 | 0 | 10 | 54 | S | 0
56 |  | Pipes shall be type IV and of the class specified with Plasson or Alprene compression fittings | [8 empty] | 2189 |  | 434100 | [12 empty] | 1 | 0 | 10 | 54 | C | 0
56 |  | Polycop polypropylene pipes: | [8 empty] | 2190 |  | 434200 | [12 empty] | 1 | 0 | 10 | 54 | S | 0
56 |  | Polypropylene pipes 54mm diameter and smaller shall be seamless copper coloured Class 16 pipes jointed with Fast-fuse heat welded thermoplastic or where so described Polylock compression fittings Pipes shall be firmly fixed to walls, etc. with coloured nylon snap-in pipe clips with provision for accommodating thermal movement and jointed and fixed strictly in accordance with the manufacturer's instructions | [8 empty] | 2191 |  | 434300 | [12 empty] | 1 | 0 | 10 | 54 | C | 0
56 |  | Copper pipes: | [8 empty] | 2192 |  | 434400 | [12 empty] | 1 | 0 | 10 | 54 | S | 0
56 |  | Pipes shall be hard drawn and half-hard Maksal pipes of the class described. Class 0 (thin walled hard drawn) pipes shall not be bent. Class 1 (thin walled half-hard), Class 2 (half-hard) and Class 3 (heavy walled half-hard) pipes shall only be bent with benders with inner and outer formers. Fittings to copper waste, vent and anti-syphon pipes, capillary solder fittings and compression fittings shall be Cobra Watertech type. Capillary solder fittings shall comply with ISO 2016 | [8 empty] | 2193 |  | 434500 | [12 empty] | 1 | 0 | 10 | 54 | C | 0
56 |  | Copper pipes are to be installed in accordance with the latest revision of the Code of Practice for Copper Plumbing soldering techniques. Flux, solder, etc. to be strictly in accordance with the manufacturer's requirements with special attention to copper flux composition | [8 empty] | 2194 |  | 434600 | [12 empty] | 1 | 0 | 10 | 54 | C | 0
56 |  | Reducing fittings: | [8 empty] | 2195 |  | 434700 | [12 empty] | 1 | 0 | 10 | 54 | S | 0
56 |  | Where fittings have reducing ends or branches they are described as 'reducing' and only the largest end or branch size is given. Should the contractor wish to use other fittings and bushes or reducers he may do so on the understanding that no claim in this regard will be entertained | [8 empty] | 2196 |  | 434800 | [12 empty] | 1 | 0 | 10 | 54 | C | 0
57 |  | Fixing of pipes: | [8 empty] | 2197 |  | 434900 | [12 empty] | 1 | 0 | 10 | 54 | S | 0
57 |  | Unless specifically otherwise stated, descriptions of pipes shall be deemed to include fixing to walls, etc., casting in, building in or suspending not exceeding 1m below suspension level | [8 empty] | 2198 |  | 435000 | [12 empty] | 1 | 0 | 10 | 54 | C | 0
57 |  | Paper wrapping to pipes: | [8 empty] | 2199 |  | 435100 | [12 empty] | 1 | 0 | 10 | 54 | S | 0
57 |  | Pipes chased into brickwork must be wrapped with two layers of stout brown paper tied with wire. Rates are to include for wrapping around joints and fittings | [8 empty] | 2200 |  | 435200 | [12 empty] | 1 | 0 | 10 | 54 | C | 0
57 |  | Disinfection of water pipework: | [8 empty] | 2201 |  | 435300 | [12 empty] | 1 | 0 | 10 | 54 | S | 0
57 |  | Water pipework is to be disinfected at completion in accordance with SABS 1200L (provision for disinfection elsewhere) | [8 empty] | 2202 |  | 435400 | [12 empty] | 1 | 0 | 10 | 54 | C | 0
57 |  | Laying, backfilling, bedding, etc. of pipes: | [8 empty] | 2203 |  | 435800 | [12 empty] | 1 | 0 | 10 | 54 | S | 0
57 |  | Pipes shall be laid and bedded in accordance with manufacturers' instructions and trenches shall be carefully backfilled | [8 empty] | 2204 |  | 435900 | [12 empty] | 1 | 0 | 10 | 54 | C | 0
57 |  | Where no manufacturers' instructions exist, pipes shall be laid in accordance with Clauses 5.1 and 5.2 of each of the following: SABS 1200L : Medium-pressure pipelines SABS 1200LD : Sewers SABS 1200LE : Stormwater drainage Pipe trenches, etc. shall be backfilled in accordance with Clauses 3, 5.5, 5.6, 5.7 and 7 of SABS 1200DB : Earthworks (Pipe trenches) Pipes shall be bedded in accordance with Clauses 3.1 to 3.4.1, 5.1 to 5.3 and 7 of SABS 1200LB : Bedding (Pipes) Unless otherwise described bedding of rigid pipes shall be Class B bedding | [8 empty] | 2205 |  | 436000 | [12 empty] | 1 | 0 | 10 | 54 | C | 0
57 |  | General: | [8 empty] | 2206 |  | 436100 | [12 empty] | 1 | 0 | 10 | 54 | S | 0
57 |  | Descriptions of cast iron roof outlets shall be deemed to include joints to pipes and casting into concrete (adaptors for joints to PVC pipes, etc. are given separately) Descriptions of overflow pipes where measured in number, shall be deemed to include joints to cisterns and splay cut ends | [8 empty] | 2207 |  | 436200 | [12 empty] | 1 | 0 | 10 | 54 | C | 0
57 |  | Descriptions of pipes laid in and including trenches and of inspection chambers, catchpits, etc. shall be deemed to include excavation, bedding, backfilling, compaction to a minimum of 93% Mod AASHTO density and disposal of surplus material on site | [8 empty] | 2208 |  | 436300 | [12 empty] | 1 | 0 | 10 | 54 | C | 0
57 |  | Descriptions of service pipes and flexible connecting pipes shall be deemed to include connections to taps, cisterns, etc. and to steel pipes (adaptors for connections to copper pipes, etc. are given separately) | [8 empty] | 2209 |  | 436400 | [12 empty] | 1 | 0 | 10 | 54 | C | 0
57 |  | Descriptions of WC pans, slop hoppers, etc. shall be deemed to include for joints to soil pipes (pan connectors are separately measured) | [8 empty] | 2210 |  | 436500 | [12 empty] | 1 | 0 | 10 | 54 | C | 0
58 |  | As-built drawings | [8 empty] | 2211 |  | 436600 | [12 empty] | 1 | 0 | 10 | 54 | S | 0
58 |  | Where required, the contractor shall prepare an updated set of as-built drawings. At completion of the contract the contractor shall hand these drawings to the principal agent for reproducing onto the originals for handing over to the employer (provision for allowance of as-built drawings elsewhere) | [8 empty] | 2212 |  | 436700 | [12 empty] | 1 | 0 | 10 | 54 | C | 0
58 |  | 0.8mm Thick seamless aluminium Ogee Gutters, pre-painted ColourTech G4 in colour charcoal including cut and mitred angles covered with a mitre strip externally, stop ends riveted and all sealed on the inside with Dow Corning 813 silicone sealer, secured to fibre cement fascia with 20mm x 3mm dual-purpose brackets at 600mm centres using aluminium peeled rivets: | [8 empty] | 2213 |  | 17875 | [12 empty] | 1 | 0 | 10 | 54 | S | 0
58 | 1 | 150mm x 125mm x 0.8mm Ogee profile gutters, including fixing to fibre cement fascia boards. | m | 438 |  | 0 |  |  | 438 |  | 2214 |  | 17880 | [12 empty] | 1 | 0 | 10 | 54 | I | 1
58 | 2 | Extra over for angle. | No | 24 |  | 0 |  |  | 24 |  | 2215 |  | 17883 | [12 empty] | 1 | 0 | 10 | 54 | I | N
58 | 3 | Extra over for stop ends. | No | 24 |  | 0 |  |  | 24 |  | 2216 |  | 17883 | [12 empty] | 1 | 0 | 10 | 54 | I | N
58 | 4 | Extra over for outlet for 75mm x 50mm pipe. | No | 22 |  | 0 |  |  | 22 |  | 2217 |  | 17883 | [12 empty] | 1 | 0 | 10 | 54 | I | N
58 | 5 | 100mm x 75mm x 0.8mm Thick rainwater down pipes. | m | 66 |  | 0 |  |  | 66 |  | 2218 |  | 17887 | [12 empty] | 1 | 0 | 10 | 54 | I | 1
58 | 6 | Extra over rainwater down pipe for bend. | No | 22 |  | 0 |  |  | 22 |  | 2219 |  | 17888 | [12 empty] | 1 | 0 | 10 | 54 | I | N
58 | 7 | Extra over rainwater down pipe for shoe. | No | 22 |  | 0 |  |  | 22 |  | 2220 |  | 17889 | [12 empty] | 1 | 0 | 10 | 54 | I | N
58 |  | TAPS, VALVES, E.T.C | [8 empty] | 2222 |  | 18117 | [12 empty] | 1 | 0 | 10 | 54 | H | 0
58 | 8 | Extra over rainwater pipe for eaves or plinth offset maximum 800mm projection. | No | 19 |  | 0 |  |  | 19 |  | 2221 |  | 17890 | [12 empty] | 1 | 0 | 10 | 54 | I | N
58 |  | Cobra Watertech' or equally approved: | [8 empty] | 2223 |  | 18166 | [12 empty] | 1 | 0 | 10 | 54 | S | 0
58 | 9 | 15mm chromium plated pillar tap with a "star" handle including connecting to existing water connection point. | No | 21 |  | 0 |  |  | 21 |  | 2224 |  | 63881 | [12 empty] | 1 | 0 | 10 | 54 | I | N
58 | 10 | 15mm Starpillar or Equally Approved chrome plated with blue indicator for cold water including connecting to existing water connection point. | No | 2 |  | 0 |  |  | 2 |  | 2807 |  | 63881 | [12 empty] | 1 | 0 | 10 | 54 | I | N
58 |  | SANITARY FITTINGS | [8 empty] | 2842 |  | 18028 | [12 empty] | 1 | 0 | 10 | 54 | H | 0
58 |  | Vaal' or equally approved: | [8 empty] | 2843 |  | 18028 | [12 empty] | 1 | 0 | 10 | 54 | S | 0
58 | 11 | 510mm x 405mm Hibiscus white wash hand basin (or equally approved) including fixing securely to walls. | No | 2 |  | 0 |  |  | 2 |  | 2844 |  | 18028 | [12 empty] | 1 | 0 | 10 | 54 | I | N
59 | 12 | Close coupled washdown suitewith 90 degree outlet open rim pan and matching 9 litre front single flush cistern cistern including lid, fitments and flushpipe including bedding to floor in 1:4 cement mortar (refer to sanitary fitting schedule). | No | 15 |  | 0 |  |  | 15 |  | 2866 |  | 18028 | [12 empty] | 1 | 0 | 10 | 54 | I | N
59 | 13 | 550mm x 400mm wash hand basin with one tap hole, chainstay hole, mounted to wall including two semi-concealed cast iron wall brackets with 10mm bolts (refer to sanitary fitting schedule). | No | 20 |  | 0 |  |  | 20 |  | 2854 |  | 18028 | [12 empty] | 1 | 0 | 10 | 54 | I | N
59 | 14 | Floor mounted paraplegic 90 degree outlet open rim washdrown pan colour: White with front single flush vandal proof cistern including lid, fitments and flushpipe elbow and B2 economy double flap thermoset seat (refer to sanitary fitting schedule). | No | 2 |  | 0 |  |  | 2 |  | 2845 |  | 18028 | [12 empty] | 1 | 0 | 10 | 54 | I | N
59 | 15 | Franke model TU02 or Equally Approved stainless steel urinal, measuring 1830mm length including built-in tipping tank and a 12mm adjustable drip cock (inlet) which controls the automatic flushing of the urinal at regular intervals (refer to sanitary fitting schedule). | No | 1 |  | 0 |  |  | 1 |  | 2847 |  | 60590 | [12 empty] | 1 | 0 | 10 | 54 | I | N
59 |  | Franke' or Equally Approved: | [8 empty] | 2848 |  | 60590 | [12 empty] | 1 | 0 | 10 | 54 | S | 0
59 | 16 | 600mm x 500mm x 300mm deep free standing stainless steel sink fitted with 150mm high splashbacks with boxed edges, sink legs manufactured from 304 grade stainless steel including four plastic adjustable foot pieces, all sink tops manufactured from 430 grade stainless steel | No | 1 |  | 0 |  |  | 1 |  | 2853 |  | 60590 | [12 empty] | 1 | 0 | 10 | 54 | I | N
59 | 17 | Extra over for Cobra FSK2D2SR-0GT01 or Equally Approved Star Pillar type sink mixer with aerated swivel outlet. 1/2BSP male iron connection ends (see sanitary schedule) | No | 1 |  | 0 |  |  | 1 |  | 4469 |  | 60590 | [12 empty] | 1 | 0 | 10 | 54 | I | N
59 |  | Bathroom Fittings: | [8 empty] | 2852 |  | 60590 | [12 empty] | 1 | 0 | 10 | 54 | S | 0
59 | 18 | 100mm x 134mm x 304mm Satin stainless steel surface mounted soap dispenser including securely mounting to walls (refer sanitary schedule). | No | 8 |  | 0 |  |  | 8 |  | 2849 |  | 60590 | [12 empty] | 1 | 0 | 10 | 54 | I | N
59 | 19 | Chromium plated brass thief proof toilet roll holder, screwed to hardwood or patent plastic plugs in wall and the lock system must come with a standard key to allow for easy opening of lid (refer sanitary schedule). | No | 15 |  | 0 |  |  | 15 |  | 2850 |  | 18028 | [12 empty] | 1 | 0 | 10 | 54 | I | N
59 | 20 | 770mm x 450mm x 450mm "The Turin Wilson stone" or Equally Approved sandstone or grey cement with fibre canopy lid (refer sanitary schedule). | No | 8 |  | 0 |  |  | 8 |  | 2851 |  | 18028 | [12 empty] | 1 | 0 | 10 | 54 | I | N
59 |  | SANITARY PLUMBING | [8 empty] | 4470 |  | 18170 | [12 empty] | 1 | 0 | 10 | 54 | H | 0
59 |  | uPVC Pipes: | [8 empty] | 4472 |  | 45427 | [12 empty] | 1 | 0 | 10 | 54 | S | 0
59 | 21 | 40mm Pipes. | m | 250 |  | 0 |  |  | 250 |  | 4473 |  | 45428 | [12 empty] | 1 | 0 | 10 | 54 | I | 1
60 | 22 | 110mm Pipes. | m | 120 |  | 0 |  |  | 120 |  | 4476 |  | 45437 | [12 empty] | 1 | 0 | 10 | 54 | I | 1
60 |  | Extra over uPVC pipes for fittings or equally approved: | [8 empty] | 4479 |  | 45329 | [12 empty] | 1 | 0 | 10 | 54 | S | 0
60 | 23 | 40mm fitting | No | 125 |  | 0 |  |  | 125 |  | 4480 |  | 45366 | [12 empty] | 1 | 0 | 10 | 54 | I | N
60 | 24 | 110mm fittings | No | 55 |  | 0 |  |  | 55 |  | 4483 |  | 45385 | [12 empty] | 1 | 0 | 10 | 54 | I | N
|  | Bill Total |  |  |  |  | 0
|  | BILL NO.11 : ELECTRICAL WORKS | [23 empty] | 1 | 0 | 11 | 57 | H
62 |  | PREAMBLES | [8 empty] | 4166 |  | 0 | [12 empty] | 1 | 0 | 11 | 57 | H | 0
62 |  | The Tenderer is referred to the relevant Clauses in the separate documents General Specification (PW 371-A) July 2013 and Particular Specification (PW 371-B) July 2013 which are obtainable from Public Works website www.publicworks.gov.za/consultantsguidelines | [8 empty] | 4167 |  | 0 | [12 empty] | 1 | 0 | 11 | 57 | C | 0
62 |  | SUPPLEMENTARY PREAMBLES | [8 empty] | 4168 |  | 0 | [12 empty] | 1 | 0 | 11 | 57 | H | 0
62 |  | General: | [8 empty] | 4169 |  | 0 | [12 empty] | 1 | 0 | 11 | 57 | S | 0
62 |  | Unless a specific percentage mark-up for Profit and Attendance is indicated in a rate column, the amount priced by the Contractor for Profit and Attendance shall be deemed to be included | [8 empty] | 4170 |  | 0 | [12 empty] | 1 | 0 | 11 | 57 | C | 0
62 |  | Note: Please price "Annexure B - Electrical & Mechanical Bill of Quantities" and carry forward total to this page for inclusion within the Final Summary. | [8 empty] | 4171 |  | 0 | [12 empty] | 1 | 0 | 11 | 57 | C | 0
62 |  | ELECTRICAL INSTALLATION | [8 empty] | 4172 |  | 0 | [12 empty] | 1 | 0 | 11 | 57 | H | 0
62 |  | PRELIMINARY AND GENERAL ITEMS | [8 empty] | 4176 |  | 0 | [12 empty] | 1 | 0 | 11 | 57 | H | 0
62 | 1 | Allow for costs incurred for provision of Surety or Letter of Guarantee to cover 10% of the Contract Amount. | [8 empty] | 4177 |  | 0 | [12 empty] | 1 | 0 | 11 | 57 | I | I
|  | (Fixed [ ] Time [ ] Value [ ]) | Item | 1 |  | 0 |  |  | 1 |  | 4177 |  | 0 | [12 empty] | 1 | 0 | 11 | 57 | I | I
62 | 2 | Allow for premium costs incurred for insurances. | [8 empty] | 4178 |  | 0 | [12 empty] | 1 | 0 | 11 | 57 | I | I
|  | (Fixed [ ] Time [ ] Value [ ]) | Item | 1 |  | 0 |  |  | 1 |  | 4178 |  | 0 | [12 empty] | 1 | 0 | 11 | 57 | I | I
62 | 3 | Allow for accommodation and/or living out expenses. (Fixed [ ] Time [ ] Value [ ]) Administration costs / O-Time Costs | Item | 1 |  | 0 |  |  | 1 |  | 4179 |  | 0 | [12 empty] | 1 | 0 | 11 | 57 | I | I
62 | 4 | Allow for transport charges.Allow for transport charges. | [8 empty] | 4180 |  | 0 | [12 empty] | 1 | 0 | 11 | 57 | I | I
|  | (Fixed [ ] Time [ ] Value [ ]) | Item | 1 |  | 0 |  |  | 1 |  | 4180 |  | 0 | [12 empty] | 1 | 0 | 11 | 57 | I | I
62 | 5 | Allow for travelling charges. | [8 empty] | 4181 |  | 0 | [12 empty] | 1 | 0 | 11 | 57 | I | I
|  | (Fixed [ ] Time [ ] Value [ ]) | Item | 1 |  | 0 |  |  | 1 |  | 4181 |  | 0 | [12 empty] | 1 | 0 | 11 | 57 | I | I
62 | 6 | Allow for testing the installation as detailed in the Documents, and inspection fees, if any. | [8 empty] | 4182 |  | 0 | [12 empty] | 1 | 0 | 11 | 57 | I | I
|  | (Fixed [ ] Time [ ] Value [ ]) | Item | 1 |  | 0 |  |  | 1 |  | 4182 |  | 0 | [12 empty] | 1 | 0 | 11 | 57 | I | I
62 | 7 | Allow for record drawings and operating instructions. | [8 empty] | 4183 |  | 0 | [12 empty] | 1 | 0 | 11 | 57 | I | I
|  | (Fixed [ ] Time [ ] Value [ ]) | Item | 1 |  | 0 |  |  | 1 |  | 4183 |  | 0 | [12 empty] | 1 | 0 | 11 | 57 | I | I
63 | 8 | Allow for Maintenance, if specified. | [8 empty] | 4184 |  | 0 | [12 empty] | 1 | 0 | 11 | 57 | I | I
|  | (Fixed [ ] Time [ ] Value [ ]) | Item | 1 |  | 0 |  |  | 1 |  | 4184 |  | 0 | [12 empty] | 1 | 0 | 11 | 57 | I | I
63 | 9 | Allow for submission of drawings to the Engineer for approval. | [8 empty] | 4185 |  | 0 | [12 empty] | 1 | 0 | 11 | 57 | I | I
|  | (Fixed [ ] Time [ ] Value [ ]) | Item | 1 |  | 0 |  |  | 1 |  | 4185 |  | 0 | [12 empty] | 1 | 0 | 11 | 57 | I | I
63 | 10 | Allow for costs incurred for site establishment, ablution facilities, off-loading and storage and removal of site establishment on completion of contract. (Fixed [ ] Time [ ] Value [ ]) | Item | 1 |  | 0 |  |  | 1 |  | 4186 |  | 0 | [12 empty] | 1 | 0 | 11 | 57 | I | I
63 | 11 | Allow for cost for supply and use of electricity, water and telephones. | [8 empty] | 4187 |  | 0 | [12 empty] | 1 | 0 | 11 | 57 | I | I
|  | (Fixed [ ] Time [ ] Value [ ]) | Item | 1 |  | 0 |  |  | 1 |  | 4187 |  | 0 | [12 empty] | 1 | 0 | 11 | 57 | I | I
63 | 12 | Allow for guarantee in terms of the documents. | [8 empty] | 4188 |  | 0 | [12 empty] | 1 | 0 | 11 | 57 | I | I
|  | (Fixed [ ] Time [ ] Value [ ]) | Item | 1 |  | 0 |  |  | 1 |  | 4188 |  | 0 | [12 empty] | 1 | 0 | 11 | 57 | I | I
63 | 13 | Allow for lifting gear, cranes etc. that may be required for moving plant & equipment into position. | [8 empty] | 4189 |  | 0 | [12 empty] | 1 | 0 | 11 | 57 | I | I
|  | (Fixed [ ] Time [ ] Value [ ]) | Item | 1 |  | 0 |  |  | 1 |  | 4189 |  | 0 | [12 empty] | 1 | 0 | 11 | 57 | I | I
63 | 14 | Allow to comply with relevant Health, Safety & Environmental Regulations and Specifications, carried forward from C3.2. (Fixed [ ] Time [ ] Value [ ]) | Item | 1 |  | 0 |  |  | 1 |  | 4190 |  | 0 | [12 empty] | 1 | 0 | 11 | 57 | I | I
63 | 15 | Allow for Tools & Equipment | [8 empty] | 4191 |  | 0 | [12 empty] | 1 | 0 | 11 | 57 | I | I
|  | (Fixed [ ] Time [ ] Value [ ]) | Item | 1 |  | 0 |  |  | 1 |  | 4191 |  | 0 | [12 empty] | 1 | 0 | 11 | 57 | I | I
63 |  | CABLING AND TRENCHING | [8 empty] | 4192 |  | 0 | [12 empty] | 1 | 0 | 11 | 57 | S | 0
63 |  | CABLES | [8 empty] | 4193 |  | 0 | [12 empty] | 1 | 0 | 11 | 57 | S | 0
63 |  | PVC armoured copper cables installed on cable trays or sleeves or in trenches | [8 empty] | 4194 |  | 0 | [12 empty] | 1 | 0 | 11 | 57 | S | 0
63 | 16 | DB-BLOCK A: 25mm² x 4 core PVC/ECC/PVC cable | m | 40 |  | 0 |  |  | 40 |  | 4195 |  | 0 | [12 empty] | 1 | 0 | 11 | 57 | I | 1
63 | 17 | SDB-BLOCK C: 4mm² x 3 core PVC/ECC/PVC cable | m | 18 |  | 0 |  |  | 18 |  | 4196 |  | 0 | [12 empty] | 1 | 0 | 11 | 57 | I | 1
63 | 18 | DB-BLOCK D: 6mm² x 3 core PVC/ECC/PVC cable | m | 40 |  | 0 |  |  | 40 |  | 4197 |  | 0 | [12 empty] | 1 | 0 | 11 | 57 | I | 1
63 | 19 | SDB-BLOCK E: 10mm² x 4 core PVC/ECC/PVC cable | m | 25 |  | 0 |  |  | 25 |  | 4198 |  | 0 | [12 empty] | 1 | 0 | 11 | 57 | I | 1
63 | 20 | SDB-BLOCK F: 2,5mm² x 3 core PVC/ECC/PVC cable | m | 40 |  | 0 |  |  | 40 |  | 4199 |  | 0 | [12 empty] | 1 | 0 | 11 | 57 | I | 1
64 |  | TRENCHING | [8 empty] | 4550 |  | 0 | [12 empty] | 1 | 0 | 11 | 57 | S | 0
64 |  | Trenching and excavation, including backfilling and compaction, as specified 600mm deep for LV cable | [8 empty] | 4551 |  | 0 | [12 empty] | 1 | 0 | 11 | 57 | S | 0
64 | 21 | In earth | m | 163 |  | 0 |  |  | 163 |  | 4552 |  | 0 | [12 empty] | 1 | 0 | 11 | 57 | I | 1
64 | 22 | In soft rock | m | 114 |  | 0 |  |  | 114 |  | 4553 |  | 0 | [12 empty] | 1 | 0 | 11 | 57 | I | 1
64 | 23 | In hard rock | m | 48 |  | 0 |  |  | 48 |  | 4554 |  | 0 | [12 empty] | 1 | 0 | 11 | 57 | I | 1
64 |  | Cable Terminations including gland, shroud, lugs, connection and labelling. | [8 empty] | 4200 |  | 0 | [12 empty] | 1 | 0 | 11 | 57 | S | 0
64 | 24 | DB-BLOCK A: 25mm² x 4 core PVC/ECC/PVC cable | No | 2 |  | 0 |  |  | 2 |  | 4201 |  | 0 | [12 empty] | 1 | 0 | 11 | 57 | I | N
64 | 25 | SDB-BLOCK C: 4mm² x 3 core PVC/ECC/PVC cable | No | 2 |  | 0 |  |  | 2 |  | 4202 |  | 0 | [12 empty] | 1 | 0 | 11 | 57 | I | N
64 | 26 | DB-BLOCK D: 6mm² x 3 core PVC/ECC/PVC cable | No | 2 |  | 0 |  |  | 2 |  | 4203 |  | 0 | [12 empty] | 1 | 0 | 11 | 57 | I | N
64 | 27 | SDB-BLOCK E: 10mm² x 4 core PVC/ECC/PVC cable | No | 2 |  | 0 |  |  | 2 |  | 4204 |  | 0 | [12 empty] | 1 | 0 | 11 | 57 | I | N
64 | 28 | SDB-BLOCK F: 2,5mm² x 3 core PVC/ECC/PVC cable | No | 2 |  | 0 |  |  | 2 |  | 4205 |  | 0 | [12 empty] | 1 | 0 | 11 | 57 | I | N
64 |  | SWITCHBOARDS | [8 empty] | 4206 |  | 0 | [12 empty] | 1 | 0 | 11 | 57 | H | 0
64 |  | Supply, Installation & Connection of electrical switchboards as detailed on Drawings. | [8 empty] | 4207 |  | 0 | [12 empty] | 1 | 0 | 11 | 57 | S | 0
64 | 29 | DB-BLOCK A | No | 1 |  | 0 |  |  | 1 |  | 4208 |  | 0 | [12 empty] | 1 | 0 | 11 | 57 | I | N
64 | 30 | DB-BLOCK C | No | 1 |  | 0 |  |  | 1 |  | 4209 |  | 0 | [12 empty] | 1 | 0 | 11 | 57 | I | N
64 | 31 | DB-BLOCK D | No | 1 |  | 0 |  |  | 1 |  | 4210 |  | 0 | [12 empty] | 1 | 0 | 11 | 57 | I | N
64 | 32 | DB-BLOCK E | No | 1 |  | 0 |  |  | 1 |  | 4211 |  | 0 | [12 empty] | 1 | 0 | 11 | 57 | I | N
64 | 33 | DB-BLOCK F | No | 1 |  | 0 |  |  | 1 |  | 4212 |  | 0 | [12 empty] | 1 | 0 | 11 | 57 | I | N
64 |  | PROVISIONAL SUMS | [8 empty] | 4213 |  | 0 | [12 empty] | 1 | 0 | 11 | 57 | H | 0
64 |  | Alterations to the following DBs: | [8 empty] | 4214 |  | 0 | [12 empty] | 1 | 0 | 11 | 57 | S | 0
64 | 34 | DB-BLOCK A | Item | 1 |  | 0 |  |  | 1 |  | 4215 |  | 0 | [12 empty] | 1 | 0 | 11 | 57 | I | I
64 | 35 | DB-BLOCK C | Item | 1 |  | 0 |  |  | 1 |  | 4216 |  | 0 | [12 empty] | 1 | 0 | 11 | 57 | I | I
64 | 36 | DB-BLOCK D | Item | 1 |  | 0 |  |  | 1 |  | 4217 |  | 0 | [12 empty] | 1 | 0 | 11 | 57 | I | I
64 | 37 | DB-BLOCK E | Item | 1 |  | 0 |  |  | 1 |  | 4218 |  | 0 | [12 empty] | 1 | 0 | 11 | 57 | I | I
64 | 38 | DB-BLOCK F | Item | 1 |  | 0 |  |  | 1 |  | 4219 |  | 0 | [12 empty] | 1 | 0 | 11 | 57 | I | I
64 |  | Variation Rates for additions/omissions to switchboards, prior to manufacture | [8 empty] | 4220 |  | 0 | [12 empty] | 1 | 0 | 11 | 57 | S | 0
64 | 39 | 10A - 20A SP 5kA MCB | No | 1 |  | 0 |  |  | 1 |  | 4221 |  | 0 | [12 empty] | 1 | 0 | 11 | 57 | I | N
65 | 40 | 10A - 20A TP 5kA MCB | No | 1 |  | 0 |  |  | 1 |  | 4222 |  | 0 | [12 empty] | 1 | 0 | 11 | 57 | I | N
65 | 41 | 30A TP 5kA MCB | No | 1 |  | 0 |  |  | 1 |  | 4223 |  | 0 | [12 empty] | 1 | 0 | 11 | 57 | I | N
65 | 42 | 60A DP Earth Leakage Isolator | No | 1 |  | 0 |  |  | 1 |  | 4224 |  | 0 | [12 empty] | 1 | 0 | 11 | 57 | I | N
65 | 43 | 60A TP Earth Leakage Isolator | No | 1 |  | 0 |  |  | 1 |  | 4225 |  | 0 | [12 empty] | 1 | 0 | 11 | 57 | I | N
65 | 44 | 20A TP Contactor | No | 1 |  | 0 |  |  | 1 |  | 4226 |  | 0 | [12 empty] | 1 | 0 | 11 | 57 | I | N
65 | 45 | Surge Protection Device 1-pole 20kA | No | 1 |  | 0 |  |  | 1 |  | 4227 |  | 0 | [12 empty] | 1 | 0 | 11 | 57 | I | N
65 |  | Variation Rates for additions/omissions to switchboards, after installation | [8 empty] | 4228 |  | 0 | [12 empty] | 1 | 0 | 11 | 57 | S | 0
65 | 46 | 10A - 20A SP 5kA MCB | No | 1 |  | 0 |  |  | 1 |  | 4229 |  | 0 | [12 empty] | 1 | 0 | 11 | 57 | I | N
65 | 47 | 10A - 20A TP 5kA MCB | No | 1 |  | 0 |  |  | 1 |  | 4230 |  | 0 | [12 empty] | 1 | 0 | 11 | 57 | I | N
65 | 48 | 60A TP 5kA MCB | No | 1 |  | 0 |  |  | 1 |  | 4231 |  | 0 | [12 empty] | 1 | 0 | 11 | 57 | I | N
65 | 49 | 60A DP Earth Leakage Isolator | No | 1 |  | 0 |  |  | 1 |  | 4232 |  | 0 | [12 empty] | 1 | 0 | 11 | 57 | I | N
65 | 50 | 60A TP Earth Leakage Isolator | No | 1 |  | 0 |  |  | 1 |  | 4233 |  | 0 | [12 empty] | 1 | 0 | 11 | 57 | I | N
65 | 51 | 20A TP Contactor | No | 1 |  | 0 |  |  | 1 |  | 4234 |  | 0 | [12 empty] | 1 | 0 | 11 | 57 | I | N
65 | 52 | 60A F15D MCCB | No | 1 |  | 0 |  |  | 1 |  | 4235 |  | 0 | [12 empty] | 1 | 0 | 11 | 57 | I | N
65 |  | CABLE LADDER AND WIRING DUCTING | [8 empty] | 4236 |  | 0 | [12 empty] | 1 | 0 | 11 | 57 | S | 0
65 |  | WIRING DUCTING | [8 empty] | 4237 |  | 0 | [12 empty] | 1 | 0 | 11 | 57 | S | 0
65 |  | Note: All wiring ducting and accessories shall be galvanised and epoxy powder coated. Colour Orange. All couplings and accessories to be included in the rates | [8 empty] | 4238 |  | 0 | [12 empty] | 1 | 0 | 11 | 57 | S | 0
65 |  | P9000 | [8 empty] | 4239 |  | 0 | [12 empty] | 1 | 0 | 11 | 57 | S | 0
65 | 53 | Duct & Cover - Fixed to surface | m | 1 |  | 0 |  |  | 1 |  | 4240 |  | 0 | [12 empty] | 1 | 0 | 11 | 57 | I | 1
65 | 54 | Duct & Cover - Mounted on hangers (measured below). | m | 1 |  | 0 |  |  | 1 |  | 4241 |  | 0 | [12 empty] | 1 | 0 | 11 | 57 | I | 1
65 | 55 | Elbows (Radiused) | No | 1 |  | 0 |  |  | 1 |  | 4242 |  | 0 | [12 empty] | 1 | 0 | 11 | 57 | I | N
65 | 56 | 4-way Cross Over (Radiused) | No | 1 |  | 0 |  |  | 1 |  | 4243 |  | 0 | [12 empty] | 1 | 0 | 11 | 57 | I | N
65 | 57 | Tee | No | 1 |  | 0 |  |  | 1 |  | 4244 |  | 0 | [12 empty] | 1 | 0 | 11 | 57 | I | N
65 | 58 | End Caps | No | 1 |  | 0 |  |  | 1 |  | 4245 |  | 0 | [12 empty] | 1 | 0 | 11 | 57 | I | N
65 | 59 | Hangers (0 - 500mm) | No | 1 |  | 0 |  |  | 1 |  | 4246 |  | 0 | [12 empty] | 1 | 0 | 11 | 57 | I | N
65 | 60 | Hangers (500 - 1500mm) | No | 1 |  | 0 |  |  | 1 |  | 4247 |  | 0 | [12 empty] | 1 | 0 | 11 | 57 | I | N
66 |  | P8000 | [8 empty] | 4248 |  | 0 | [12 empty] | 1 | 0 | 11 | 57 | S | 0
66 | 61 | Duct & Cover - Fixed to surface | m | 30 |  | 0 |  |  | 30 |  | 4249 |  | 0 | [12 empty] | 1 | 0 | 11 | 57 | I | 1
66 | 62 | Duct & Cover - Mounted on hangers (measured below). | m | 60 |  | 0 |  |  | 60 |  | 4250 |  | 0 | [12 empty] | 1 | 0 | 11 | 57 | I | 1
66 | 63 | Elbows (Radiused) | No | 1 |  | 0 |  |  | 1 |  | 4251 |  | 0 | [12 empty] | 1 | 0 | 11 | 57 | I | N
66 | 64 | 4-way Cross Over (Radiused) | No | 1 |  | 0 |  |  | 1 |  | 4252 |  | 0 | [12 empty] | 1 | 0 | 11 | 57 | I | N
66 | 65 | Tee | No | 1 |  | 0 |  |  | 1 |  | 4253 |  | 0 | [12 empty] | 1 | 0 | 11 | 57 | I | N
66 | 66 | End Caps | No | 1 |  | 0 |  |  | 1 |  | 4254 |  | 0 | [12 empty] | 1 | 0 | 11 | 57 | I | N
66 | 67 | Hangers (0 - 500mm) | No | 20 |  | 0 |  |  | 20 |  | 4255 |  | 0 | [12 empty] | 1 | 0 | 11 | 57 | I | N
66 | 68 | Hangers (500 - 1500mm) | No | 1 |  | 0 |  |  | 1 |  | 4256 |  | 0 | [12 empty] | 1 | 0 | 11 | 57 | I | N
66 |  | P2000 | [8 empty] | 4257 |  | 0 | [12 empty] | 1 | 0 | 11 | 57 | S | 0
66 | 69 | Duct & Cover - Fixed to surface | m | 1 |  | 0 |  |  | 1 |  | 4258 |  | 0 | [12 empty] | 1 | 0 | 11 | 57 | I | 1
66 | 70 | Duct & Cover - Mounted on hangars (measured below). | m | 1 |  | 0 |  |  | 1 |  | 4259 |  | 0 | [12 empty] | 1 | 0 | 11 | 57 | I | 1
66 | 71 | Elbows (Radiused) | No | 1 |  | 0 |  |  | 1 |  | 4260 |  | 0 | [12 empty] | 1 | 0 | 11 | 57 | I | N
66 | 72 | 4-way Cross Over (Radiused) | No | 1 |  | 0 |  |  | 1 |  | 4261 |  | 0 | [12 empty] | 1 | 0 | 11 | 57 | I | N
66 | 73 | Tee | No | 1 |  | 0 |  |  | 1 |  | 4262 |  | 0 | [12 empty] | 1 | 0 | 11 | 57 | I | N
66 | 74 | End Caps | No | 1 |  | 0 |  |  | 1 |  | 4263 |  | 0 | [12 empty] | 1 | 0 | 11 | 57 | I | N
66 | 75 | Hangers (0 - 500mm) | No | 1 |  | 0 |  |  | 1 |  | 4264 |  | 0 | [12 empty] | 1 | 0 | 11 | 57 | I | N
66 | 76 | Hangers (500 - 1500mm) | No | 1 |  | 0 |  |  | 1 |  | 4265 |  | 0 | [12 empty] | 1 | 0 | 11 | 57 | I | N
66 |  | CABLE LADDER | [8 empty] | 4266 |  | 0 | [12 empty] | 1 | 0 | 11 | 57 | S | 0
66 |  | Type: Similar or approved equal Cabstrut CL76 All couplings and accessories to be included in the rates. | [8 empty] | 4267 |  | 0 | [12 empty] | 1 | 0 | 11 | 57 | S | 0
66 |  | 100mm WIDE | [8 empty] | 4268 |  | 0 | [12 empty] | 1 | 0 | 11 | 57 | S | 0
66 | 77 | Mounted with Hangers | m | 50 |  | 0 |  |  | 50 |  | 4269 |  | 0 | [12 empty] | 1 | 0 | 11 | 57 | I | 1
66 | 78 | Elbows | No | 1 |  | 0 |  |  | 1 |  | 4270 |  | 0 | [12 empty] | 1 | 0 | 11 | 57 | I | N
66 | 79 | Dropper/Riser | No | 5 |  | 0 |  |  | 5 |  | 4271 |  | 0 | [12 empty] | 1 | 0 | 11 | 57 | I | N
66 | 80 | Tee | No | 1 |  | 0 |  |  | 1 |  | 4272 |  | 0 | [12 empty] | 1 | 0 | 11 | 57 | I | N
66 | 81 | 0-500mm Trapeze Hanger | No | 10 |  | 0 |  |  | 10 |  | 4273 |  | 0 | [12 empty] | 1 | 0 | 11 | 57 | I | N
66 |  | 600mm WIDE | [8 empty] | 4274 |  | 0 | [12 empty] | 1 | 0 | 11 | 57 | S | 0
66 | 82 | Mounted with Hangers | m | 1 |  | 0 |  |  | 1 |  | 4275 |  | 0 | [12 empty] | 1 | 0 | 11 | 57 | I | 1
67 | 83 | Elbows | No | 1 |  | 0 |  |  | 1 |  | 4276 |  | 0 | [12 empty] | 1 | 0 | 11 | 57 | I | N
67 | 84 | Tee | No | 1 |  | 0 |  |  | 1 |  | 4277 |  | 0 | [12 empty] | 1 | 0 | 11 | 57 | I | N
67 | 85 | Dropper/Riser | No | 1 |  | 0 |  |  | 1 |  | 4278 |  | 0 | [12 empty] | 1 | 0 | 11 | 57 | I | N
67 | 86 | 0-500mm Trapeze Hanger | No | 1 |  | 0 |  |  | 1 |  | 4279 |  | 0 | [12 empty] | 1 | 0 | 11 | 57 | I | N
67 |  | CONDUIT AND CONDUIT ACCESSORIES | [8 empty] | 4280 |  | 0 | [12 empty] | 1 | 0 | 11 | 57 | S | 0
67 |  | GALVANISED STEEL CONDUIT | [8 empty] | 4281 |  | 0 | [12 empty] | 1 | 0 | 11 | 57 | S | 0
67 |  | Note: All surface mounted galvanised conduit shall be Epoxy Powder Coated (Power and lighting conduits to be Orange) | [8 empty] | 4282 |  | 0 | [12 empty] | 1 | 0 | 11 | 57 | S | 0
67 |  | Surface Mounted (on walls or in ceiling space) | [8 empty] | 4283 |  | 0 | [12 empty] | 1 | 0 | 11 | 57 | S | 0
67 | 87 | 20mm conduit | m | 72 |  | 0 |  |  | 72 |  | 4284 |  | 0 | [12 empty] | 1 | 0 | 11 | 57 | I | 1
67 |  | Galvanised Steel Conduit boxes | [8 empty] | 4285 |  | 0 | [12 empty] | 1 | 0 | 11 | 57 | S | 0
67 | 88 | 100 x 100 box chased into wall | No | 76 |  | 0 |  |  | 76 |  | 4286 |  | 0 | [12 empty] | 1 | 0 | 11 | 57 | I | N
67 | 89 | 100 x 50 box chased into wall | No | 198 |  | 0 |  |  | 198 |  | 4287 |  | 0 | [12 empty] | 1 | 0 | 11 | 57 | I | N
67 | 90 | 50mm diameter round box | No | 22 |  | 0 |  |  | 22 |  | 4288 |  | 0 | [12 empty] | 1 | 0 | 11 | 57 | I | N
67 |  | PVC CONDUIT | [8 empty] | 4289 |  | 0 | [12 empty] | 1 | 0 | 11 | 57 | S | 0
67 |  | Surface Mounted (on walls or in ceiling space) | [8 empty] | 4290 |  | 0 | [12 empty] | 1 | 0 | 11 | 57 | S | 0
67 | 91 | 20mm conduit (lights) | m | 650 |  | 0 |  |  | 650 |  | 4291 |  | 0 | [12 empty] | 1 | 0 | 11 | 57 | I | 1
67 | 92 | 20mm conduit (plugs) | m | 392 |  | 0 |  |  | 392 |  | 4292 |  | 0 | [12 empty] | 1 | 0 | 11 | 57 | I | 1
67 | 93 | 25mm PVC conduit (data) | m | 79 |  | 0 |  |  | 79 |  | 4293 |  | 0 | [12 empty] | 1 | 0 | 11 | 57 | I | 1
67 | 94 | 32mm PVC conduit (data) | m | 100 |  | 0 |  |  | 100 |  | 4294 |  | 0 | [12 empty] | 1 | 0 | 11 | 57 | I | 1
67 |  | PVC conduit, cast in concrete, chased in walls | [8 empty] | 4295 |  | 0 | [12 empty] | 1 | 0 | 11 | 57 | S | 0
67 | 95 | 20mm conduit (lights) | m | 1 518 |  | 0 |  |  | 1518 |  | 4296 |  | 0 | [12 empty] | 1 | 0 | 11 | 57 | I | 1
67 | 96 | 20mm conduit (plugs) | m | 916 |  | 0 |  |  | 916 |  | 4297 |  | 0 | [12 empty] | 1 | 0 | 11 | 57 | I | 1
67 | 97 | 25mm PVC conduit (data) | m | 185 |  | 0 |  |  | 185 |  | 4298 |  | 0 | [12 empty] | 1 | 0 | 11 | 57 | I | 1
67 | 98 | 32mm PVC conduit (data) | m | 150 |  | 0 |  |  | 150 |  | 4299 |  | 0 | [12 empty] | 1 | 0 | 11 | 57 | I | 1
67 |  | PVC Conduit boxes | [8 empty] | 4300 |  | 0 | [12 empty] | 1 | 0 | 11 | 57 | S | 0
67 | 99 | 50mm diameter PVC round box | No | 271 |  | 0 |  |  | 271 |  | 4301 |  | 0 | [12 empty] | 1 | 0 | 11 | 57 | I | N
67 |  | WIRING | [8 empty] | 4302 |  | 0 | [12 empty] | 1 | 0 | 11 | 57 | S | 0
67 |  | SINGLE CORE PVC INSULATED COPPER WIRE | [8 empty] | 4303 |  | 0 | [12 empty] | 1 | 0 | 11 | 57 | S | 0
67 | 100 | 1.5mm² single core (lights) | m | 9 756 |  | 0 |  |  | 9756 |  | 4304 |  | 0 | [12 empty] | 1 | 0 | 11 | 57 | I | 1
68 | 101 | 2.5mm² single core (socket outlets) | m | 3 924 |  | 0 |  |  | 3924 |  | 4305 |  | 0 | [12 empty] | 1 | 0 | 11 | 57 | I | 1
68 |  | MULTI CORE PVC INSULATED COPPER WIRE (AIRCON POINTS) | [8 empty] | 4306 |  | 0 | [12 empty] | 1 | 0 | 11 | 57 | S | 0
68 | 102 | 2.5mm2 x 3C Black Surfix | m | 1 |  | 0 |  |  | 1 |  | 4307 |  | 0 | [12 empty] | 1 | 0 | 11 | 57 | I | 1
68 | 103 | 2.5mm2 x 4C Black Surfix | m | 1 |  | 0 |  |  | 1 |  | 4308 |  | 0 | [12 empty] | 1 | 0 | 11 | 57 | I | 1
68 |  | DRAW WIRES | [8 empty] | 4309 |  | 0 | [12 empty] | 1 | 0 | 11 | 57 | S | 0
68 | 104 | 1.6mm Ø galvanised draw wire | m | 250 |  | 0 |  |  | 250 |  | 4310 |  | 0 | [12 empty] | 1 | 0 | 11 | 57 | I | 1
68 |  | LIGHT FITTINGS AND RELATED ITEMS | [8 empty] | 4311 |  | 0 | [12 empty] | 1 | 0 | 11 | 57 | S | 0
68 |  | LIGHT FITTINGS | [8 empty] | 4312 |  | 0 | [12 empty] | 1 | 0 | 11 | 57 | S | 0
68 |  | Supply, Installation and Connection of the following approved light fittings including lamps, 6amp plugs-top with 3m cabtyre. 5-year guarantee | [8 empty] | 4313 |  | 0 | [12 empty] | 1 | 0 | 11 | 57 | S | 0
68 | 105 | Type A: Recessed 18W LED Panel Downlight. | No | 1 |  | 0 |  |  | 1 |  | 4314 |  | 0 | [12 empty] | 1 | 0 | 11 | 57 | I | N
68 | 106 | Type B: 21 BULKHEAD LED 17W, 2 620lm, 4000K, White (RAL 9003), Textured finish, Stainless steel helicoil inserts | No | 46 |  | 0 |  |  | 46 |  | 4315 |  | 0 | [12 empty] | 1 | 0 | 11 | 57 | I | N
68 | 107 | Type B (E) : EM-SERIES 21, 17W LED 3hr,2 620lm/525lm (EM), 4000K, White (RAL 9003), Textured finish, Stainless steel helicoil inserts | No | 1 |  | 0 |  |  | 1 |  | 4316 |  | 0 | [12 empty] | 1 | 0 | 11 | 57 | I | N
68 | 108 | Type C: LEDflood-midi 104W, 700mA, 15 157lm, 4000K, 5120 - wide area optics. Standard finish: Unpainted aluminium | No | 4 |  | 0 |  |  | 4 |  | 4317 |  | 0 | [12 empty] | 1 | 0 | 11 | 57 | I | N
68 | 109 | Type F1: Surface LED Channel light fitting, 1200mm long. With 1*20W Osram Led Lamps. SABS Approves. | No | 11 |  | 0 |  |  | 11 |  | 4318 |  | 0 | [12 empty] | 1 | 0 | 11 | 57 | I | N
68 | 110 | Type F2: Surface LED Channel light fitting, 1200mm long. With 2*20W Osram Led Lamps. SABS Approves. | No | 140 |  | 0 |  |  | 140 |  | 4319 |  | 0 | [12 empty] | 1 | 0 | 11 | 57 | I | N
68 | 111 | Type F3: IP65 Surface mounted 1200 long fitting. Lighting Innovations, Duna 53w | No | 3 |  | 0 |  |  | 3 |  | 4320 |  | 0 | [12 empty] | 1 | 0 | 11 | 57 | I | N
68 | 112 | Type F4: Recessed 1200 x 600, 53W LED Panel Light fitting. Lumen Output = 6360. Colour = 4000K. | No | 1 |  | 0 |  |  | 1 |  | 4321 |  | 0 | [12 empty] | 1 | 0 | 11 | 57 | I | N
68 |  | Exit Lights: Single-sided wall mounted (Integrated clip-on wall mount plate with plug-in terminal block.). 3Hr Maintained Mode. 130 Lumen. Similar or equal to Beka D-ecoLD P130-3, 3hr, 130lm | [8 empty] | 4322 |  | 0 | [12 empty] | 1 | 0 | 11 | 57 | S | 0
68 | 113 | "EXIT" - ECO124 | No | 1 |  | 0 |  |  | 1 |  | 4323 |  | 0 | [12 empty] | 1 | 0 | 11 | 57 | I | N
68 | 114 | Man running to Exit Door: ECO112/113 | No | 1 |  | 0 |  |  | 1 |  | 4324 |  | 0 | [12 empty] | 1 | 0 | 11 | 57 | I | N
68 | 115 | Man running to Stairs: ECO114/115 | No | 1 |  | 0 |  |  | 1 |  | 4325 |  | 0 | [12 empty] | 1 | 0 | 11 | 57 | I | N
69 |  | DAYLIGHT SENSING PHOTOCELL | [8 empty] | 4326 |  | 0 | [12 empty] | 1 | 0 | 11 | 57 | S | 0
69 | 116 | Ross Thompson - Plug-in type | No | 6 |  | 0 |  |  | 6 |  | 4327 |  | 0 | [12 empty] | 1 | 0 | 11 | 57 | I | N
69 |  | SWITCHES SOCKET OUTLETS AND POWER POINTS | [8 empty] | 4328 |  | 0 | [12 empty] | 1 | 0 | 11 | 57 | S | 0
69 |  | LIGHT SWITCHES | [8 empty] | 4329 |  | 0 | [12 empty] | 1 | 0 | 11 | 57 | S | 0
69 |  | Note: All flush switches shall be supplied complete with coverplates and be fitted to conduit boxes measured elsewhere. Industrial switches to be supplied complete with surface mounting box and be painted orange. All equipment rated 16A minimum. | [8 empty] | 4330 |  | 0 | [12 empty] | 1 | 0 | 11 | 57 | S | 0
69 | 117 | 1-way single lever flush | No | 50 |  | 0 |  |  | 50 |  | 4331 |  | 0 | [12 empty] | 1 | 0 | 11 | 57 | I | N
69 | 118 | 2-way single lever flush | No | 6 |  | 0 |  |  | 6 |  | 4332 |  | 0 | [12 empty] | 1 | 0 | 11 | 57 | I | N
69 | 119 | Touch-Dim Switch | No | 1 |  | 0 |  |  | 1 |  | 4333 |  | 0 | [12 empty] | 1 | 0 | 11 | 57 | I | N
69 | 120 | 1-way single lever flush with pilot light (for store rooms and ventilation fans) | No | 6 |  | 0 |  |  | 6 |  | 4334 |  | 0 | [12 empty] | 1 | 0 | 11 | 57 | I | N
69 |  | OCCUPANCY SENSOR | [8 empty] | 4335 |  | 0 | [12 empty] | 1 | 0 | 11 | 57 | S | 0
69 |  | Supply and install occupancy sensor at position shown on the engineers drawings. | [8 empty] | 4336 |  | 0 | [12 empty] | 1 | 0 | 11 | 57 | S | 0
69 | 121 | Ceiling mounted PIR & Ultrasonic presence/absence detector. | No | 1 |  | 0 |  |  | 1 |  | 4337 |  | 0 | [12 empty] | 1 | 0 | 11 | 57 | I | N
69 |  | 16A 3-PIN SWITCHED SOCKET OUTLETS | [8 empty] | 4338 |  | 0 | [12 empty] | 1 | 0 | 11 | 57 | S | 0
69 |  | Note: All flush socket outlets shall be supplied complete with coverplates and be fitted to conduit boxes measured elsewhere. Industrial switches to be supplied complete with surface mounting box and be painted orange. All equipment rated 16A minimum. | [8 empty] | 4339 |  | 0 | [12 empty] | 1 | 0 | 11 | 57 | S | 0
69 | 122 | Combo 16A 3-Pin with 2+E Pin Combined Switched Socket Outlet. | No | 52 |  | 0 |  |  | 52 |  | 4340 |  | 0 | [12 empty] | 1 | 0 | 11 | 57 | I | N
69 | 123 | 3-pin 16A flush duo | No | 6 |  | 0 |  |  | 6 |  | 4341 |  | 0 | [12 empty] | 1 | 0 | 11 | 57 | I | N
69 | 124 | 3-pin 16A ded flush | No | 6 |  | 0 |  |  | 6 |  | 4342 |  | 0 | [12 empty] | 1 | 0 | 11 | 57 | I | N
69 | 125 | 2-pin (+E) 16A switched euro socket with cover and cradle for above power skirting | No | 6 |  | 0 |  |  | 6 |  | 4343 |  | 0 | [12 empty] | 1 | 0 | 11 | 57 | I | N
69 | 126 | RJ 45 Flush - Flush | No | 3 |  | 0 |  |  | 3 |  | 4344 |  | 0 | [12 empty] | 1 | 0 | 11 | 57 | I | N
69 | 127 | RJ 45 Telephone - Flush | No | 3 |  | 0 |  |  | 3 |  | 4345 |  | 0 | [12 empty] | 1 | 0 | 11 | 57 | I | N
69 |  | UNSWITCHED SOCKET OUTLETS | [8 empty] | 4346 |  | 0 | [12 empty] | 1 | 0 | 11 | 57 | S | 0
69 | 128 | 3-pin 6A unswitched socket outlet, mounted in round conduit box (box measured elsewhere) | No | 200 |  | 0 |  |  | 200 |  | 4347 |  | 0 | [12 empty] | 1 | 0 | 11 | 57 | I | N
70 | 129 | Industrial 3-pin 6A unswitched socket outlet, mounted in round conduit box (box measured elsewhere) | No | 1 |  | 0 |  |  | 1 |  | 4348 |  | 0 | [12 empty] | 1 | 0 | 11 | 57 | I | N
70 |  | CEILING MOUNTED SWAP FANS WITH CONTROLLERS | [8 empty] | 4349 |  | 0 | [12 empty] | 1 | 0 | 11 | 57 | S | 0
70 |  | Supply and install 1422 mm Dia. Ceiling Sweep Fan, 4 blade, 220V,AC 1Phase complete with a 4-speed controller flush wall mount. | [8 empty] | 4350 |  | 0 | [12 empty] | 1 | 0 | 11 | 57 | S | 0
70 | 130 | Ceiling Sweep Fan | No | 66 |  | 0 |  |  | 66 |  | 4351 |  | 0 | [12 empty] | 1 | 0 | 11 | 57 | I | N
70 | 131 | 4-speed Fan Controller | No | 66 |  | 0 |  |  | 66 |  | 4352 |  | 0 | [12 empty] | 1 | 0 | 11 | 57 | I | N
70 |  | ISOLATORS | [8 empty] | 4353 |  | 0 | [12 empty] | 1 | 0 | 11 | 57 | S | 0
70 | 132 | Geyser/Fan Isolator : 60A DP Surface mounted isolator. | No | 1 |  | 0 |  |  | 1 |  | 4354 |  | 0 | [12 empty] | 1 | 0 | 11 | 57 | I | N
70 | 133 | Aircon Isolator : 20A DP Surface mounted Isolator. Weatherproof and Lockable. IP56. | No | 1 |  | 0 |  |  | 1 |  | 4355 |  | 0 | [12 empty] | 1 | 0 | 11 | 57 | I | N
70 | 134 | Aircon Isolator : 60A TP Surface mounted Isolator. Weatherproof and Lockable. IP56. | No | 1 |  | 0 |  |  | 1 |  | 4356 |  | 0 | [12 empty] | 1 | 0 | 11 | 57 | I | N
70 | 135 | Hand Drier: 60A flush type single phase isolator. | No | 1 |  | 0 |  |  | 1 |  | 4357 |  | 0 | [12 empty] | 1 | 0 | 11 | 57 | I | N
70 | 136 | Other Isolator : 20A DP Surface mounted Isolator. Weatherproof and Lockable. IP56. | No | 1 |  | 0 |  |  | 1 |  | 4358 |  | 0 | [12 empty] | 1 | 0 | 11 | 57 | I | N
70 | 137 | Other Isolator : 60A TP Surface mounted Isolator. Weatherproof and Lockable. IP56. | No | 1 |  | 0 |  |  | 1 |  | 4359 |  | 0 | [12 empty] | 1 | 0 | 11 | 57 | I | N
70 | 138 | Complete, IP65 Emergency stopping ISO 13850 compliant, twist release. Complete with surface mount box. | No | 1 |  | 0 |  |  | 1 |  | 4360 |  | 0 | [12 empty] | 1 | 0 | 11 | 57 | I | N
70 |  | POWER SKIRTING AND ACCESSORIES | [8 empty] | 4361 |  | 0 | [12 empty] | 1 | 0 | 11 | 57 | S | 0
70 |  | OBO PVC POWERSKIRTING, Colour: Grey | [8 empty] | 4362 |  | 0 | [12 empty] | 1 | 0 | 11 | 57 | S | 0
70 | 139 | Power skirting with covers (fixed to surface) | m | 40 |  | 0 |  |  | 40 |  | 4363 |  | 0 | [12 empty] | 1 | 0 | 11 | 57 | I | 1
70 | 140 | Internal angle | No | 2 |  | 0 |  |  | 2 |  | 4364 |  | 0 | [12 empty] | 1 | 0 | 11 | 57 | I | N
70 | 141 | External angle | No | 1 |  | 0 |  |  | 1 |  | 4365 |  | 0 | [12 empty] | 1 | 0 | 11 | 57 | I | N
70 | 142 | Horizontal Bend | No | 1 |  | 0 |  |  | 1 |  | 4366 |  | 0 | [12 empty] | 1 | 0 | 11 | 57 | I | N
70 | 143 | End caps | No | 14 |  | 0 |  |  | 14 |  | 4367 |  | 0 | [12 empty] | 1 | 0 | 11 | 57 | I | N
70 | 144 | 3-pin 16A socket outlet with cover and cradle for above power skirting | No | 12 |  | 0 |  |  | 12 |  | 4368 |  | 0 | [12 empty] | 1 | 0 | 11 | 57 | I | N
70 | 145 | 3-pin 16A dedicated switched socket outlet with cover and cradle for above power skirting | No | 19 |  | 0 |  |  | 19 |  | 4369 |  | 0 | [12 empty] | 1 | 0 | 11 | 57 | I | N
71 | 146 | 2-pin (+E) 16A switched euro socket with cover and cradle for above power skirting | No | 11 |  | 0 |  |  | 11 |  | 4370 |  | 0 | [12 empty] | 1 | 0 | 11 | 57 | I | N
71 | 147 | Tel Points: RJ11 + RJ45 combo | No | 16 |  | 0 |  |  | 16 |  | 4371 |  | 0 | [12 empty] | 1 | 0 | 11 | 57 | I | N
71 |  | LIGHTNING PROTECTION | [8 empty] | 4372 |  | 0 | [12 empty] | 1 | 0 | 11 | 57 | S | 0
71 | 148 | Earth Spikes: 1.5m long SABS approved earth spike, complete with brass clamp and 70mm² BCEW tail piece. | No | 36 |  | 0 |  |  | 36 |  | 4373 |  | 0 | [12 empty] | 1 | 0 | 11 | 57 | I | N
71 | 149 | Termination of 70mm2 BCEW tail piece to 50mm2 aluminum down conductor. | No | 36 |  | 0 |  |  | 36 |  | 4374 |  | 0 | [12 empty] | 1 | 0 | 11 | 57 | I | N
71 | 150 | PVC conduit built into walls to contain down conductors | No | 108 |  | 0 |  |  | 108 |  | 4375 |  | 0 | [12 empty] | 1 | 0 | 11 | 57 | I | N
71 | 151 | 50mm² aluminum down conductor | No | 108 |  | 0 |  |  | 108 |  | 4376 |  | 0 | [12 empty] | 1 | 0 | 11 | 57 | I | N
71 | 152 | Bonding of 50mm² aluminum earthing conductor to galvanised roof structure. | No | 36 |  | 0 |  |  | 36 |  | 4377 |  | 0 | [12 empty] | 1 | 0 | 11 | 57 | I | N
71 | 153 | Allow for Testing and Commissioning of the lightning protection installation on completion including Resistance Certificates, for each building. | No | 6 |  | 0 |  |  | 6 |  | 4378 |  | 0 | [12 empty] | 1 | 0 | 11 | 57 | I | N
71 | 154 | Site Establishment | Item | 1 |  | 0 |  |  | 1 |  | 4379 |  | 0 | [12 empty] | 1 | 0 | 11 | 57 | I | I
71 | 155 | Health and Safety | Item | 1 |  | 0 |  |  | 1 |  | 4380 |  | 0 | [12 empty] | 1 | 0 | 11 | 57 | I | I
71 | 156 | Contractual Requirements: Design and Supply | Item | 1 |  | 0 |  |  | 1 |  | 4381 |  | 0 | [12 empty] | 1 | 0 | 11 | 57 | I | I
71 | 157 | Design, Supply & Install: Lightning Protection for Building: Scope of Works | [8 empty] | 4382 |  | 0 | [12 empty] | 1 | 0 | 11 | 57 | I | I
[11 empty] | 4382 |  | 0 | [12 empty] | 1 | 0 | 11 | 57 | I | I
|  | An Isolated ATS will be installed. | [8 empty] | 4382 |  | 0 | [12 empty] | 1 | 0 | 11 | 57 | I | I
[11 empty] | 4382 |  | 0 | [12 empty] | 1 | 0 | 11 | 57 | I | I
|  | No columns may be cast without approval of our construction manager. | [8 empty] | 4382 |  | 0 | [12 empty] | 1 | 0 | 11 | 57 | I | I
[11 empty] | 4382 |  | 0 | [12 empty] | 1 | 0 | 11 | 57 | I | I
|  | An Inspection Pit will be installed approximately 500mm away from the building. | [8 empty] | 4382 |  | 0 | [12 empty] | 1 | 0 | 11 | 57 | I | I
[11 empty] | 4382 |  | 0 | [12 empty] | 1 | 0 | 11 | 57 | I | I
|  | Concrete aprons may not be cast without approval of our construction manager. | [8 empty] | 4382 |  | 0 | [12 empty] | 1 | 0 | 11 | 57 | I | I
[11 empty] | 4382 |  | 0 | [12 empty] | 1 | 0 | 11 | 57 | I | I
|  | The ETS will be Type A. | Item | 1 |  | 0 |  |  | 1 |  | 4382 |  | 0 | [12 empty] | 1 | 0 | 11 | 57 | I | I
71 |  | Preliminary and General. | [8 empty] | 4384 |  | 0 | [12 empty] | 1 | 0 | 11 | 57 | S | 0
71 | 158 | Fixed P&G Amount | Item | 1 |  | 0 |  |  | 1 |  | 4385 |  | 0 | [12 empty] | 1 | 0 | 11 | 57 | I | I
72 | 159 | Earth Mats | Item | 1 |  | 0 |  |  | 1 |  | 4386 |  | 0 | [12 empty] | 1 | 0 | 11 | 57 | I | I
72 |  | STRIPPING OF EXISTING SERVICES | [8 empty] | 4387 |  | 0 | [12 empty] | 1 | 0 | 11 | 57 | S | 0
72 | 160 | Strip, Dispose and Make Safe for the following electrical fittings & ceiling fans as shown on as-built drawings | Hrs | 30 |  | 0 |  |  | 30 |  | 4388 |  | 0 | [12 empty] | 1 | 0 | 11 | 57 | I | HR
72 |  | GENERAL | [8 empty] | 4389 |  | 0 | [12 empty] | 1 | 0 | 11 | 57 | S | 0
72 | 161 | Allow for Testing and Commissioning of the electrical installation on completion including Certificate of Compliance. (A COC shall be issued for each sub-distribution board and its associated circuits) | No | 6 |  | 0 |  |  | 6 |  | 4390 |  | 0 | [12 empty] | 1 | 0 | 11 | 57 | I | N
72 | 162 | Allow for the Supply and Installation of kiosk and electrical cabling for the supply of electricity to decanting structures | No | 1 |  | 0 |  |  | 1 |  | 4545 |  | 0 | [12 empty] | 1 | 0 | 11 | 57 | I | N
|  | Bill Total |  |  |  |  | 0
|  | BILL NO.12 : MECHANICAL WORK | [23 empty] | 1 | 0 | 12 | 60 | H
74 |  | PREAMBLES | [8 empty] | 4391 |  | 0 | [12 empty] | 1 | 0 | 12 | 60 | H | 0
74 |  | The Tenderer is referred to the relevant Clauses in the separate documents General Specification (PW 371-A) July 2013 and Particular Specification (PW 371-B) July 2013 which are obtainable from Public Works website www.publicworks.gov.za/consultantsguidelines | [8 empty] | 4392 |  | 0 | [12 empty] | 1 | 0 | 12 | 60 | C | 0
74 |  | SUPPLEMENTARY PREAMBLES | [8 empty] | 4393 |  | 0 | [12 empty] | 1 | 0 | 12 | 60 | H | 0
74 |  | General: | [8 empty] | 4394 |  | 0 | [12 empty] | 1 | 0 | 12 | 60 | S | 0
74 |  | Unless a specific percentage mark-up for Profit and Attendance is indicated in a rate column, the amount priced by the Contractor for Profit and Attendance shall be deemed to be included | [8 empty] | 4395 |  | 0 | [12 empty] | 1 | 0 | 12 | 60 | C | 0
74 |  | Note: Please price "Annexure B - Electrical & Mechanical Bill of Quantities" and carry forward total to this page for inclusion within the Final Summary. | [8 empty] | 4396 |  | 0 | [12 empty] | 1 | 0 | 12 | 60 | C | 0
74 |  | MECHANICAL INSTALLATION | [8 empty] | 4397 |  | 0 | [12 empty] | 1 | 0 | 12 | 60 | S | 0
74 |  | Preliminary & General | [8 empty] | 4398 |  | 0 | [12 empty] | 1 | 0 | 12 | 60 | S | 0
74 | 1 | Provision of Sureties and preparation of H&S file | Item | 0 |  | 0 |  |  | 1 |  | 4399 |  | 0 | [12 empty] | 1 | 0 | 12 | 60 | I | I
74 | 2 | Insurances | Item | 1 |  | 0 |  |  | 1 |  | 4400 |  | 0 | [12 empty] | 1 | 0 | 12 | 60 | I | I
74 | 3 | Third Party Insurance | Item | 1 |  | 0 |  |  | 1 |  | 4401 |  | 0 | [12 empty] | 1 | 0 | 12 | 60 | I | I
74 | 4 | Guarantee of the Works | Item | 1 |  | 0 |  |  | 1 |  | 4402 |  | 0 | [12 empty] | 1 | 0 | 12 | 60 | I | I
74 | 5 | Provision of Record Drawings | Item | 1 |  | 0 |  |  | 1 |  | 4403 |  | 0 | [12 empty] | 1 | 0 | 12 | 60 | I | I
74 |  | Fixed Cost Items | [8 empty] | 4404 |  | 0 | [12 empty] | 1 | 0 | 12 | 60 | S | 0
74 |  | Site Establishment / Removal | [8 empty] | 4405 |  | 0 | [12 empty] | 1 | 0 | 12 | 60 | S | 0
74 |  | Other (Specify)…………………… | [8 empty] | 4406 |  | 0 | [12 empty] | 1 | 0 | 12 | 60 | S | 0
74 |  | Time Related Items | [8 empty] | 4407 |  | 0 | [12 empty] | 1 | 0 | 12 | 60 | S | 0
74 | 6 | Project supervision | Item | 1 |  | 0 |  |  | 1 |  | 4408 |  | 0 | [12 empty] | 1 | 0 | 12 | 60 | I | I
74 | 7 | Project administration | Item | 1 |  | 0 |  |  | 1 |  | 4409 |  | 0 | [12 empty] | 1 | 0 | 12 | 60 | I | I
74 | 8 | Other Overheads (Specify) | Item | 1 |  | 0 |  |  | 1 |  | 4410 |  | 0 | [12 empty] | 1 | 0 | 12 | 60 | I | I
74 | 9 | Supply | Item | 1 |  | 0 |  |  | 1 |  | 4411 |  | 0 | [12 empty] | 1 | 0 | 12 | 60 | I | I
74 | 10 | b) Accomodation | Item | 1 |  | 0 |  |  | 1 |  | 4412 |  | 0 | [12 empty] | 1 | 0 | 12 | 60 | I | I
75 |  | GAS AND STOVE INSTALLATION | [8 empty] | 4413 |  | 0 | [12 empty] | 1 | 0 | 12 | 60 | S | 0
75 |  | Front facing control knobs with automatic electric ignition, Independent heat adjustment, Excellent quality ring 5 burners, Full stainless steel panel, Cast-iron pot stands, Safety valves with a flame failure device and LPGSASA Safe Appliance Approval. | [8 empty] | 4414 |  | 0 | [12 empty] | 1 | 0 | 12 | 60 | S | 0
75 | 11 | Supply | No | 2 |  | 0 |  |  | 2 |  | 4415 |  | 0 | [12 empty] | 1 | 0 | 12 | 60 | I | N
75 | 12 | Install | No | 2 |  | 0 |  |  | 2 |  | 4416 |  | 0 | [12 empty] | 1 | 0 | 12 | 60 | I | N
75 |  | 48kg Cylinder with a change-over regulator & Refill. | [8 empty] | 4417 |  | 0 | [12 empty] | 1 | 0 | 12 | 60 | S | 0
75 | 13 | Supply | No | 4 |  | 0 |  |  | 4 |  | 4418 |  | 0 | [12 empty] | 1 | 0 | 12 | 60 | I | N
75 | 14 | Install | No | 4 |  | 0 |  |  | 4 |  | 4419 |  | 0 | [12 empty] | 1 | 0 | 12 | 60 | I | N
75 |  | 22mm Class 2 Copper (Gas line as shown in the plans to run surface mount into the kitchen with a second emergency shut off valve above counter level) | [8 empty] | 4420 |  | 0 | [12 empty] | 1 | 0 | 12 | 60 | S | 0
75 | 15 | Supply | m | 6 |  | 0 |  |  | 6 |  | 4421 |  | 0 | [12 empty] | 1 | 0 | 12 | 60 | I | 1
75 | 16 | Install | m | 6 |  | 0 |  |  | 6 |  | 4422 |  | 0 | [12 empty] | 1 | 0 | 12 | 60 | I | 1
75 |  | 15mm Class 2 Copper Pipe (Gas line as shown in the plans to run surface mount into the kitchen with a second emergency shut off valve above counter level) | [8 empty] | 4423 |  | 0 | [12 empty] | 1 | 0 | 12 | 60 | S | 0
75 | 17 | Supply | m | 4 |  | 0 |  |  | 4 |  | 4424 |  | 0 | [12 empty] | 1 | 0 | 12 | 60 | I | 1
75 | 18 | Install | m | 4 |  | 0 |  |  | 4 |  | 4425 |  | 0 | [12 empty] | 1 | 0 | 12 | 60 | I | 1
75 |  | 1 Manual Ball LPG Isolation Valves Pipe Sleeves | [8 empty] | 4426 |  | 0 | [12 empty] | 1 | 0 | 12 | 60 | S | 0
75 | 19 | Supply | m | 6 |  | 0 |  |  | 6 |  | 4427 |  | 0 | [12 empty] | 1 | 0 | 12 | 60 | I | 1
75 | 20 | Install | m | 6 |  | 0 |  |  | 6 |  | 4428 |  | 0 | [12 empty] | 1 | 0 | 12 | 60 | I | 1
75 |  | Gas Cage Locks Consumables & Fittings to fit 4 x 48kg Gas Cylinders. | [8 empty] | 4429 |  | 0 | [12 empty] | 1 | 0 | 12 | 60 | S | 0
75 | 21 | Supply | m | 1 |  | 0 |  |  | 1 |  | 4430 |  | 0 | [12 empty] | 1 | 0 | 12 | 60 | I | 1
75 | 22 | Install | m | 1 |  | 0 |  |  | 1 |  | 4431 |  | 0 | [12 empty] | 1 | 0 | 12 | 60 | I | 1
75 |  | FIRE PROTECTION EQUIPMENT, ETC | [8 empty] | 4451 |  | 0 | [12 empty] | 1 | 0 | 12 | 60 | S | 0
75 |  | Supply, delivery, installation, commissioning and testing of fire protection equipment and signage: | [8 empty] | 4455 |  | 0 | [12 empty] | 1 | 0 | 12 | 60 | S | 0
75 | 23 | 4,5kg Dry chemical powder fire extinguisher (Class: ABC Fires) complete with wooden chevron boards for mounting | No | 7 |  | 0 |  |  | 7 |  | 4456 |  | 0 | [12 empty] | 1 | 0 | 12 | 60 | I | N
|  | Bill Total |  |  |  |  | 0
|  | BILL NO.13 : GLAZING | [23 empty] | 1 | 0 | 13 | 63 | H
77 |  | PREAMBLES | [8 empty] | 2314 |  | 432300 | [12 empty] | 1 | 0 | 13 | 63 | H | 0
77 |  | The Tenderer is referred to the relevant Clauses in the separate documents General Specification (PW 371-A) July 2013 and Particular Specification (PW 371-B) July 2013 which are both obtainable from Public Works website www.publicworks.gov.za/consultantsguidelines | [8 empty] | 2315 |  | 432300 | [12 empty] | 1 | 0 | 13 | 63 | C | 0
77 |  | SUPPLEMENTARY PREAMBLES | [8 empty] | 2316 |  | 563400 | [12 empty] | 1 | 0 | 13 | 63 | H | 0
77 |  | GLAZING | [8 empty] | 2320 |  | 21649 | [12 empty] | 1 | 0 | 13 | 63 | H | 0
77 |  | Float glass: | [8 empty] | 2317 |  | 563500 | [12 empty] | 1 | 0 | 13 | 63 | S | 0
77 |  | The term 'float glass' is used for monolithic annealed glass | [8 empty] | 2318 |  | 563600 | [12 empty] | 1 | 0 | 13 | 63 | C | 0
77 |  | 4mm clear float glass | [8 empty] | 2321 |  | 563600 | [12 empty] | 1 | 0 | 13 | 63 | S | 0
77 | 1 | Panes exceeding 0.1m² and not exceeding 0.5m² | m² | 130 |  | 0 |  |  | 130 |  | 2322 |  | 563600 | [12 empty] | 1 | 0 | 13 | 63 | I | 2
77 |  | 0.3mm Deep Grade 304 13mm 18/10 stainless steel mirrors, concealed thief resistant fixings, plugged and screwed to the wall with stainless steel screws | [8 empty] | 2951 |  | 563600 | [12 empty] | 1 | 0 | 13 | 63 | S | 0
77 | 2 | Mirror 600mm x 500mm High | No | 21 |  | 0 |  |  | 21 |  | 2952 |  | 563600 | [12 empty] | 1 | 0 | 13 | 63 | I | N
|  | Bill Total |  |  |  |  | 0
|  | BILL NO.14 : PAINTWORK | [23 empty] | 1 | 0 | 14 | 66 | H
78 |  | PREAMBLES | [8 empty] | 2331 |  | 572700 | [12 empty] | 1 | 0 | 14 | 66 | H | 0
78 |  | The Tenderer is referred to the relevant Clauses in the separate documents General Specification (PW 371-A) July 2013 and Particular Specification (PW 371-B) July 2013 which are both obtainable from Public Works website www.publicworks.gov.za/consultantsguidelines | [8 empty] | 2332 |  | 572700 | [12 empty] | 1 | 0 | 14 | 66 | C | 0
78 |  | SUPPLEMENTARY PREAMBLES | [8 empty] | 2333 |  | 571600 | [12 empty] | 1 | 0 | 14 | 66 | H | 0
78 |  | Painting specification: | [8 empty] | 2334 |  | 660648 | [12 empty] | 1 | 0 | 14 | 66 | S | 0
78 |  | All painting shall be done in accordance with SABS specifications unless otherwise described | [8 empty] | 2335 |  | 660649 | [12 empty] | 1 | 0 | 14 | 66 | C | 0
78 |  | Colours: | [8 empty] | 2336 |  | 660648 | [12 empty] | 1 | 0 | 14 | 66 | S | 0
78 |  | Unless otherwise described, all paintwork shall be deemed to have a colour value in excess of 7 on the Munsell system in accordance with SABS 1091 | [8 empty] | 2337 |  | 660648 | [12 empty] | 1 | 0 | 14 | 66 | C | 0
|  | When staining timber, the resultant colour or shade must be to the complete satisfaction of the Principal Agent before any overcoating or preservative is applied | [8 empty] | 2337 |  | 660648 | [12 empty] | 1 | 0 | 14 | 66 | C | 0
78 |  | ON INTERNAL PLASTER SURFACES | [8 empty] | 2338 |  | 573600 | [12 empty] | 1 | 0 | 14 | 66 | H | 0
78 |  | Prepare surfaces and remove all loose material, apply one coat alkali resistant primer and two coats PVA emulsion paint for interior use. | [8 empty] | 2339 |  | 660653 | [12 empty] | 1 | 0 | 14 | 66 | S | 0
78 | 1 | On walls | m² | 2 387 |  | 0 |  |  | 2387 |  | 2340 |  | 660654 | [12 empty] | 1 | 0 | 14 | 66 | I | 2
78 | 2 | On narrow widths | m² | 293 |  | 0 |  |  | 293 |  | 2341 |  | 660654 | [12 empty] | 1 | 0 | 14 | 66 | I | 2
78 |  | ON EXTERNAL PLASTER SURFACES | [8 empty] | 2359 |  | 586800 | [12 empty] | 1 | 0 | 14 | 66 | H | 0
78 |  | Prepare surfaces and remove all loose material, apply one coat plaster primer and two coats super acrylic: | [8 empty] | 2360 |  | 586900 | [12 empty] | 1 | 0 | 14 | 66 | S | 0
78 | 3 | On walls | m² | 1 350 |  | 0 |  |  | 1350 |  | 2361 |  | 660654 | [12 empty] | 1 | 0 | 14 | 66 | I | 2
78 | 4 | In narrow widths | m² | 124 |  | 0 |  |  | 124 |  | 2362 |  | 586901 | [12 empty] | 1 | 0 | 14 | 66 | I | 2
78 |  | ON GYPSUM BOARD SURFACES | [8 empty] | 2346 |  | 580202 | [12 empty] | 1 | 0 | 14 | 66 | H | 0
78 |  | One coat alkali based zinc chromate primer and two coats gloss enamel paint, on steel: | [8 empty] | 2347 |  | 581000 | [12 empty] | 1 | 0 | 14 | 66 | S | 0
78 | 5 | Ceilings and cornices, including priming metal cover strips and nailheads | m² | 1 458 |  | 0 |  |  | 1458 |  | 2348 |  | 580201 | [12 empty] | 1 | 0 | 14 | 66 | I | 2
79 |  | ON FIBRE CEMENT SURFACES | [8 empty] | 4053 |  | 580201 | [12 empty] | 1 | 0 | 14 | 66 | S | 0
79 | 6 | Fibre cement ceiling. | m² | 380 |  | 0 |  |  | 380 |  | 4054 |  | 580202 | [12 empty] | 1 | 0 | 14 | 66 | I | 2
79 | 7 | Fascias and barge boards, including priming metal jointing strips | m² | 131 |  | 0 |  |  | 131 |  | 2345 |  | 580202 | [12 empty] | 1 | 0 | 14 | 66 | I | 2
79 |  | ON EXISTING METAL SURFACES | [8 empty] | 2349 |  | 580900 | [12 empty] | 1 | 0 | 14 | 66 | H | 0
79 |  | One coat alkali based zinc chromate primer and two coats gloss enamel paint, on steel: | [8 empty] | 2350 |  | 581000 | [12 empty] | 1 | 0 | 14 | 66 | S | 0
79 | 8 | 75mm x 3 000mm high steel posts | m² | 107 |  | 0 |  |  | 107 |  | 2351 |  | 581003 | [12 empty] | 1 | 0 | 14 | 66 | I | 2
79 | 9 | Windows | m² | 79 |  | 0 |  |  | 79 |  | 2863 |  | 71709 | [12 empty] | 1 | 0 | 14 | 66 | I | 2
79 |  | Three coats exterior quality penetrating wood preservative: | [8 empty] | 2353 |  | 584400 | [12 empty] | 1 | 0 | 14 | 66 | S | 0
79 |  | ON WOOD SURFACES | [8 empty] | 2352 |  | 583900 | [12 empty] | 1 | 0 | 14 | 66 | H | 0
79 | 10 | Skirtings, quadrants, rails, etc. not exceeding 300mm girth | m | 852 |  | 0 |  |  | 852 |  | 2356 |  | 584511 | [12 empty] | 1 | 0 | 14 | 66 | I | 1
79 | 11 | Roof timbers at eaves and verges | m² | 54 |  | 0 |  |  | 54 |  | 2354 |  | 584406 | [12 empty] | 1 | 0 | 14 | 66 | I | 2
79 |  | Three coats superior quality clear gloss varnish: | [8 empty] | 2355 |  | 584500 | [12 empty] | 1 | 0 | 14 | 66 | S | 0
79 | 12 | On external doors. | m² | 100 |  | 0 |  |  | 100 |  | 2358 |  | 584511 | [12 empty] | 1 | 0 | 14 | 66 | I | 2
79 |  | One coat nova dark brown and two coats sanded lightly between coats to: | [8 empty] | 2357 |  | 584511 | [12 empty] | 1 | 0 | 14 | 66 | S | 0
79 |  | One coat primer and two coats of non drip velvaglo paint to timber doors | [8 empty] | 2798 |  | 584511 | [12 empty] | 1 | 0 | 14 | 66 | S | 0
79 | 13 | On internal doors. | m² | 32 |  | 0 |  |  | 32 |  | 2799 |  | 584511 | [12 empty] | 1 | 0 | 14 | 66 | I | 2
|  | Bill Total |  |  |  |  | 0
|  | Section Total |  |  |  |  | 0
|  | SECTION NO. 3 : EXTERNAL WORKS | [23 empty] | 1 | 4 | 1 | 201 | H
|  | BILL NO.1 : PRE-FABRICATED CLASSROOMS | [23 empty] | 1 | 4 | 1 | 201 | H
83 |  | PREAMBLES | [8 empty] | 4055 |  | 236200 | [12 empty] | 1 | 4 | 1 | 201 | H | 0
83 |  | The Tenderer is referred to the relevant Clauses in the separate documents General Specification (PW 371-A) July 2013 and Particular Specification (PW 371-B) July 2013 which are obtainable from Public Works website www.publicworks.gov.za/consultantsguidelines | [8 empty] | 4056 |  | 572700 | [12 empty] | 1 | 4 | 1 | 201 | C | 0
83 |  | SUPPLEMENTARY PREAMBLES | [8 empty] | 4057 |  | 236200 | [12 empty] | 1 | 4 | 1 | 201 | H | 0
83 |  | Reference to drawings and details: | [8 empty] | 4058 |  | 45600 | [12 empty] | 1 | 4 | 1 | 201 | S | 0
83 |  | Where drawings and/ or details have been referred to in the description of items the Tenderers should price for complete detail and specification on such details and/ or drawing. No claims relating to the omissions on the part of tenders will be entertained. | [8 empty] | 4059 |  | 45600 | [12 empty] | 1 | 4 | 1 | 201 | C | 0
83 |  | Site clearance: | [8 empty] | 4060 |  | 50000 | [12 empty] | 1 | 4 | 1 | 201 | S | 0
83 |  | Where drawings and/ or details have been referred to in the description of items the Tenderers should price for complete detail and specification on such details and/ or drawing. No claims relating to the omissions on the part of tenders will be entertained. | [8 empty] | 4061 |  | 45600 | [12 empty] | 1 | 4 | 1 | 201 | C | 0
83 |  | Materials: | [8 empty] | 4062 |  | 45600 | [12 empty] | 1 | 4 | 1 | 201 | S | 0
83 |  | The Bidder must take cognisance of the fact that these temporary structures are to be constructed with NEW and not USED materials, or material from demolitions. | [8 empty] | 4063 |  | 45600 | [12 empty] | 1 | 4 | 1 | 201 | S | 0
83 |  | Pricing of temporary structures: | [8 empty] | 4064 |  | 45600 | [12 empty] | 1 | 4 | 1 | 201 | S | 0
83 |  | Rates for the construction of temporary structures should include the cost of demolition of the structures upon instruction. | [8 empty] | 4065 |  | 45600 | [12 empty] | 1 | 4 | 1 | 201 | C | 0
83 |  | SITE CLEARANCE ETC | [8 empty] | 4066 |  | 49700 | [12 empty] | 1 | 4 | 1 | 201 | H | 0
83 | 1 | Digging up and removing rubbish, debris, vegetation, hedges, shrubs, bush, etc. and trees not exceeding 200mm girth | m² | 1 925 |  | 0 |  |  | 1925 |  | 4067 |  | 50100 | [12 empty] | 1 | 4 | 1 | 201 | I | 2
83 | 2 | Stripping average 200mm thick layer of top soil and depositing material in prescribed stock piles on site and/or carting away to dump site selected by contractor | m² | 1 925 |  | 0 |  |  | 1925 |  | 4068 |  | 50200 | [12 empty] | 1 | 4 | 1 | 201 | I | 2
83 |  | EXCAVATION, ETC. | [8 empty] | 4069 |  | 57720 | [12 empty] | 1 | 4 | 1 | 201 | H | 0
83 |  | Excavation in earth not exceeding 2m deep to reduced levels | [8 empty] | 4070 |  | 59300 | [12 empty] | 1 | 4 | 1 | 201 | S | 0
83 | 3 | Over site to form platforms | m³ | 1 155 |  | 0 |  |  | 1155 |  | 4071 |  | 59302 | [12 empty] | 1 | 4 | 1 | 201 | I | 3
84 |  | Extra over all excavations for carting away: | [8 empty] | 4072 |  | 62800 | [12 empty] | 1 | 4 | 1 | 201 | S | 0
84 | 4 | Surplus material from excavations and/or stock piles on site, to a dumping site to be located by the contractor | m³ | 1 155 |  | 0 |  |  | 1155 |  | 4073 |  | 62900 | [12 empty] | 1 | 4 | 1 | 201 | I | 3
84 |  | EARTH FILLING, ETC. | [8 empty] | 4074 |  | 54800 | [12 empty] | 1 | 4 | 1 | 201 | H | 0
84 |  | Earth filling obtained from the excavations and/or prescribed stock piles on site, compacted to 96% Mod AASHTO density: | [8 empty] | 4075 |  | 65100 | [12 empty] | 1 | 4 | 1 | 201 | S | 0
84 | 5 | Over site to form platforms | m³ | 289 |  | 0 |  |  | 289 |  | 4076 |  | 65303 | [12 empty] | 1 | 4 | 1 | 201 | I | 3
84 |  | Filling with approved G7 material supplied and carted onto site by the Contractor, compacted in 150mm layers to a minimum density of 93% Mod. AASHTO maximum density: | [8 empty] | 4077 |  | 54800 | [12 empty] | 1 | 4 | 1 | 201 | S | 0
84 | 6 | Over site in platforms | m³ | 289 |  | 0 |  |  | 289 |  | 4078 |  | 54800 | [12 empty] | 1 | 4 | 1 | 201 | I | 3
84 |  | Filling with approved G5 material supplied and carted onto site by the Contractor, compacted in 150mm layers to a minimum density of 93% Mod. AASHTO maximum density: | [8 empty] | 4079 |  | 54800 | [12 empty] | 1 | 4 | 1 | 201 | S | 0
84 | 7 | Over site in platforms | m³ | 578 |  | 0 |  |  | 578 |  | 4080 |  | 54800 | [12 empty] | 1 | 4 | 1 | 201 | I | 3
84 |  | KEEPING EXCAVATION FREE OF WATER | [8 empty] | 4081 |  | 54800 | [12 empty] | 1 | 4 | 1 | 201 | H | 0
84 |  | Keeping excavations free of water: | [8 empty] | 4082 |  | 54800 | [12 empty] | 1 | 4 | 1 | 201 | S | 0
84 | 8 | Keeping excavations free of all water other than subterranean water | Item | 1 |  | 0 |  |  | 1 |  | 4083 |  | 54800 | [12 empty] | 1 | 4 | 1 | 201 | I | I
84 |  | TEMPORARY CLASSROOMS | [8 empty] | 4084 |  | 100 | [12 empty] | 1 | 4 | 1 | 201 | H | 0
84 |  | Modular Prefabricated Temporary Buildings. | [8 empty] | 4085 |  | 100 | [12 empty] | 1 | 4 | 1 | 201 | S | 0
84 | 9 | Admin Block/Classrooms size 31 000mm x 7 000mm x 2 700mm high, constructed of minimum 75mm insulated wall panels complete with 0.56mm Corrugated roof sheeting with "Factorylite' white bubble foil insulation or similar, Aluminiume gutters and (4x) down pipes with shoes, adjustable jacks where required, insulated panel doors, door frames, aluminium windows, ironmongery, vinyl floor sheeting, chalk boards, pinning boards, electrical Installation, light fittings, plug points, lighting protection and prepare to make ready for use, all inclusive as per the Architects drawing attached at the back of these Bills of Quantities. | No | 1 |  | 0 |  |  | 1 |  | 4086 |  | 100 | [12 empty] | 1 | 4 | 1 | 201 | I | N
84 | 10 | 5 x Classroom Block size 35 000mm x 7 000mm x 2 700mm high, constructed of minimum 75mm insulated wall panels complete with 0.56mm Corrugated roof sheeting with "Factorylite' white bubble foil insulation or similar, PVC gutters and (4x) down pipes with shoes, adjustable jacks where required compacted filling, insulated panel doors, door frames, aluminium windows, ironmongery, vinyl floor sheeting, chalk boards, pinning boards, electrical Installation, light fittings, plug points, lighting protection and prepare to make ready for use, all inclusive as per the Architects drawing attached at the back of these Bills of Quantities. | No | 1 |  | 0 |  |  | 1 |  | 4087 |  | 100 | [12 empty] | 1 | 4 | 1 | 201 | I | N
85 | 11 | Toilet Block size 7000mm x 7000mm x 2700mm high, constructed of minimum 75mm insulated wall panels complete with 0.56mm Corrugated roof sheeting with "Factorylite' white bubble foil insulation or similar, PVC gutters and (4x) down pipes with shoes, adjustable jacks where required compacted filling, insulated panel doors, door frames, aluminium windows, ironmongery, vinyl floor sheeting, chalk boards, pinning boards, electrical Installation, light fittings, plug points, lighting protection and prepare to make ready for use, all inclusive as per the Architects drawing attached at the back of these Bills of Quantities. | No | 1 |  | 0 |  |  | 1 |  | 4088 |  | 100 | [12 empty] | 1 | 4 | 1 | 201 | I | N
|  | Bill Total |  |  |  |  | 0
|  | BILL NO.2 : RAINWATER TANKS AND STANDS | [23 empty] | 1 | 4 | 2 | 72 | H
87 |  | PREAMBLES | [8 empty] | 3653 |  | 45600 | [12 empty] | 1 | 4 | 2 | 72 | H | 0
87 |  | The Tenderer is referred to the relevant Clauses in the separate documents General Specification (PW 371-A) July 2013 and Particular Specification (PW 371-B) July 2013 which are obtainable from Public Works website www.publicworks.gov.za/consultantsguidelines | [8 empty] | 3654 |  | 45600 | [12 empty] | 1 | 4 | 2 | 72 | C | 0
87 |  | SUPPLEMENTARY PREAMBLES | [8 empty] | 4542 |  | 45600 | [12 empty] | 1 | 4 | 2 | 72 | H | 0
87 |  | Supplementary Preambles from relevant trades/Bills in this tender document are applicable to items in this section | [8 empty] | 4541 |  | 45600 | [12 empty] | 1 | 4 | 2 | 72 | C | 0
87 |  | Reference to drawings and details: | [8 empty] | 4543 |  | 45600 | [12 empty] | 1 | 4 | 2 | 72 | S | 0
87 |  | EXCAVATIONS | [8 empty] | 3655 |  | 45600 | [12 empty] | 1 | 4 | 2 | 72 | H | 0
87 |  | Where drawings and/ or details have been referred to in the description of items the Tenderers should price for complete detail and specification on such details and/ or drawing. No claims relating to the omissions on the part of tenders will be entertained. | [8 empty] | 4544 |  | 45600 | [12 empty] | 1 | 4 | 2 | 72 | C | 0
87 |  | TANK STAND, RAINWATER TANKS, E.T.C. | [8 empty] | 4011 |  | 45600 | [12 empty] | 1 | 4 | 2 | 72 | H | 0
87 |  | Site clearance: | [8 empty] | 3656 |  | 45600 | [12 empty] | 1 | 4 | 2 | 72 | S | 0
87 | 1 | Allow for clearing site including removing trees, shrubs etc. not exceeding 200mm girth, grubbing up roots and roughly levelling. | m² | 586 |  | 0 |  |  | 586 |  | 3657 |  | 45600 | [12 empty] | 1 | 4 | 2 | 72 | I | 2
87 |  | Excavations in earth not exceeding 2000mm deep in : | [8 empty] | 3658 |  | 45600 | [12 empty] | 1 | 4 | 2 | 72 | S | 0
87 | 2 | Trenches | m³ | 55 |  | 0 |  |  | 55 |  | 3659 |  | 45600 | [12 empty] | 1 | 4 | 2 | 72 | I | 3
87 | 3 | Reduced levels under floors. | m³ | 10 |  | 0 |  |  | 10 |  | 3660 |  | 45600 | [12 empty] | 1 | 4 | 2 | 72 | I | 3
87 |  | Extra over trench and hole excavations in earth for excavation in: | [8 empty] | 3662 |  | 45600 | [12 empty] | 1 | 4 | 2 | 72 | S | 0
87 | 4 | Soft rock | m³ | 4 |  | 0 |  |  | 4 |  | 3663 |  | 45600 | [12 empty] | 1 | 4 | 2 | 72 | I | 3
87 | 5 | Hard rock | m³ | 2 |  | 0 |  |  | 2 |  | 3664 |  | 45600 | [12 empty] | 1 | 4 | 2 | 72 | I | 3
87 |  | Extra over all excavations for carting away: | [8 empty] | 3665 |  | 45600 | [12 empty] | 1 | 4 | 2 | 72 | S | 0
87 | 6 | Surplus material from excavations and/or stock piles on site to a dumping site to be located by the contractor. | m³ | 55 |  | 0 |  |  | 55 |  | 3666 |  | 45600 | [12 empty] | 1 | 4 | 2 | 72 | I | 3
87 |  | Risk of collapse of excavations: | [8 empty] | 3667 |  | 45600 | [12 empty] | 1 | 4 | 2 | 72 | S | 0
87 | 7 | Sides of trench and hole excavations not exceeding 1,5m deep. | m² | 315 |  | 0 |  |  | 315 |  | 3668 |  | 45600 | [12 empty] | 1 | 4 | 2 | 72 | I | 2
88 |  | Keeping excavations free of water: | [8 empty] | 3669 |  | 45600 | [12 empty] | 1 | 4 | 2 | 72 | S | 0
88 | 8 | Keeping excavations free of all water other than subterranean water | Item | 1 |  | 0 |  |  | 1 |  | 3670 |  | 45600 | [12 empty] | 1 | 4 | 2 | 72 | I | I
88 |  | EARTH FILLING, E.T.C. | [8 empty] | 3671 |  | 100 | [12 empty] | 1 | 4 | 2 | 72 | H | 0
88 |  | Filling with material from excavations compacted to a density of at least 96% Mod. AASHTO maximum density: | [8 empty] | 3672 |  | 100 | [12 empty] | 1 | 4 | 2 | 72 | S | 0
88 | 9 | Backfilling to trenches, holes, etc. | m³ | 10 |  | 0 |  |  | 10 |  | 3673 |  | 100 | [12 empty] | 1 | 4 | 2 | 72 | I | 3
88 |  | Filling with approved G7 material, supplied and carted onto site by the contractor and compacted in layers not exceeding 150mm thick to a density of at least 95% Mod. AASHTO maximum density: | [8 empty] | 3674 |  | 100 | [12 empty] | 1 | 4 | 2 | 72 | S | 0
88 | 10 | Under concrete platforms | m³ | 20 |  | 0 |  |  | 20 |  | 3675 |  | 100 | [12 empty] | 1 | 4 | 2 | 72 | I | 3
88 |  | UNREINFORCED CONCRETE CAST AGAINST EXCAVATED SURFACES | [8 empty] | 3676 |  | 100 | [12 empty] | 1 | 4 | 2 | 72 | H | 0
88 |  | 10MPa/19mm Concrete: | [8 empty] | 3677 |  | 100 | [12 empty] | 1 | 4 | 2 | 72 | S | 0
88 | 11 | Surface blinding | m³ | 2 |  | 0 |  |  | 2 |  | 3678 |  | 100 | [12 empty] | 1 | 4 | 2 | 72 | I | 3
88 |  | 25MPa/19mm Concrete: | [8 empty] | 3679 |  | 100 | [12 empty] | 1 | 4 | 2 | 72 | S | 0
88 | 12 | Concrete block surround footings cast against excavated surfaces | m³ | 9 |  | 0 |  |  | 9 |  | 3680 |  | 100 | [12 empty] | 1 | 4 | 2 | 72 | I | 3
88 |  | REINFORCED CONCRETE | [8 empty] | 3681 |  | 100 | [12 empty] | 1 | 4 | 2 | 72 | H | 0
88 |  | 25Mpa/19mm Concrete: | [8 empty] | 3682 |  | 100 | [12 empty] | 1 | 4 | 2 | 72 | S | 0
88 | 13 | Concrete platforms | m³ | 16 |  | 0 |  |  | 16 |  | 3683 |  | 100 | [12 empty] | 1 | 4 | 2 | 72 | I | 3
88 | 14 | Concrete splash apron (drainage) | m³ | 1 |  | 0 |  |  | 1 |  | 3684 |  | 100 | [12 empty] | 1 | 4 | 2 | 72 | I | 3
88 |  | Finishing top surfaces of concrete smooth with a wood float: | [8 empty] | 3685 |  | 100 | [12 empty] | 1 | 4 | 2 | 72 | S | 0
88 | 15 | Concrete platforms | m² | 68 |  | 0 |  |  | 68 |  | 3686 |  | 100 | [12 empty] | 1 | 4 | 2 | 72 | I | 2
88 |  | Smooth formwork (Degree of Accuracy II): | [8 empty] | 3687 |  | 100 | [12 empty] | 1 | 4 | 2 | 72 | S | 0
88 | 16 | Edge, risers, ends and reveals not exceeding 300mm high | m | 147 |  | 0 |  |  | 147 |  | 3688 |  | 100 | [12 empty] | 1 | 4 | 2 | 72 | I | 1
88 |  | REINFORCEMENT | [8 empty] | 3689 |  | 100 | [12 empty] | 1 | 4 | 2 | 72 | H | 0
88 |  | Fabric reinforcement: | [8 empty] | 3690 |  | 100 | [12 empty] | 1 | 4 | 2 | 72 | S | 0
88 | 17 | High tensile steel ref 395 mesh in concrete surface beds, slabs, etc. | m² | 68 |  | 0 |  |  | 68 |  | 3691 |  | 100 | [12 empty] | 1 | 4 | 2 | 72 | I | 2
88 |  | MASONRY | [8 empty] | 3692 |  | 100 | [12 empty] | 1 | 4 | 2 | 72 | H | 0
88 |  | BRICKWORK IN FOUNDATIONS | [8 empty] | 3693 |  | 100 | [12 empty] | 1 | 4 | 2 | 72 | H | 0
88 |  | Brickwork in Class II mortar: | [8 empty] | 3694 |  | 100 | [12 empty] | 1 | 4 | 2 | 72 | S | 0
88 | 18 | 220mm Walls | m² | 88 |  | 0 |  |  | 88 |  | 3695 |  | 100 | [12 empty] | 1 | 4 | 2 | 72 | I | 2
89 |  | BRICKWORK IN SUPERSTRUCTURE | [8 empty] | 3697 |  | 100 | [12 empty] | 1 | 4 | 2 | 72 | H | 0
89 |  | Brickwork in Class II mortar: | [8 empty] | 3698 |  | 100 | [12 empty] | 1 | 4 | 2 | 72 | S | 0
89 | 19 | 220mm Walls | m² | 63 |  | 0 |  |  | 63 |  | 3699 |  | 100 | [12 empty] | 1 | 4 | 2 | 72 | I | 2
89 |  | BRICKWORK SUNDRIES: | [8 empty] | 3701 |  | 100 | [12 empty] | 1 | 4 | 2 | 72 | H | 0
89 |  | Brickwork Reinforcement: | [8 empty] | 3702 |  | 100 | [12 empty] | 1 | 4 | 2 | 72 | S | 0
89 | 20 | 150mm Wide reinforcement built in horiziontally in foundations. | m | 917 |  | 0 |  |  | 917 |  | 3703 |  | 100 | [12 empty] | 1 | 4 | 2 | 72 | I | 1
89 | 21 | 150mm Wide reinforcement built in horiziontally. | m | 262 |  | 0 |  |  | 262 |  | 3704 |  | 100 | [12 empty] | 1 | 4 | 2 | 72 | I | 1
89 |  | FACE BRICKWORK | [8 empty] | 3705 |  | 100 | [12 empty] | 1 | 4 | 2 | 72 | H | 0
89 |  | Golden Wheat Travertine' Facebrick to be laid in and pointed with flush/recessed horizontal and vertical joints: | [8 empty] | 3706 |  | 100 | [12 empty] | 1 | 4 | 2 | 72 | S | 0
89 | 22 | Extra over 220mm skin of brickwork for face brickwork | m² | 91 |  | 0 |  |  | 91 |  | 3707 |  | 100 | [12 empty] | 1 | 4 | 2 | 72 | I | 2
89 | 23 | Brickwork for brick-on-flat header course bands one course high | m | 147 |  | 0 |  |  | 147 |  | 3709 |  | 100 | [12 empty] | 1 | 4 | 2 | 72 | I | 1
89 |  | WATERPROOFING | [8 empty] | 3710 |  | 100 | [12 empty] | 1 | 4 | 2 | 72 | H | 0
89 |  | DAMPPROOFING TO WALLS AND FLOORS | [8 empty] | 3711 |  | 100 | [12 empty] | 1 | 4 | 2 | 72 | H | 0
89 |  | One layer of 375 micron brickgrip DPC embossed damp proof course: | [8 empty] | 3712 |  | 100 | [12 empty] | 1 | 4 | 2 | 72 | S | 0
89 | 24 | In walls | m² | 32 |  | 0 |  |  | 32 |  | 3713 |  | 100 | [12 empty] | 1 | 4 | 2 | 72 | I | 2
89 |  | One layer of 250 micron gunplas green waterproof sheeting sealed at laps with gunplas pressure sensitive tape: | [8 empty] | 3714 |  | 100 | [12 empty] | 1 | 4 | 2 | 72 | S | 0
89 | 25 | Under concrete platforms | m² | 68 |  | 0 |  |  | 68 |  | 3715 |  | 100 | [12 empty] | 1 | 4 | 2 | 72 | I | 2
89 |  | METALWORK | [8 empty] | 3716 |  | 100 | [12 empty] | 1 | 4 | 2 | 72 | H | 0
89 |  | SUNDRY GALVANISED STEELWORK | [8 empty] | 3717 |  | 100 | [12 empty] | 1 | 4 | 2 | 72 | H | 0
89 | 26 | 10mm x 100mm Eye-bolt once bent and cast into concrete | No | 56 |  | 0 |  |  | 56 |  | 3718 |  | 100 | [12 empty] | 1 | 4 | 2 | 72 | I | N
89 | 27 | Double heavy duty galvanised holding down wire - 2 500mm length | No | 42 |  | 0 |  |  | 42 |  | 3719 |  | 100 | [12 empty] | 1 | 4 | 2 | 72 | I | N
89 | 28 | 8mm Galvanised wire rope clamp | No | 56 |  | 0 |  |  | 56 |  | 3720 |  | 100 | [12 empty] | 1 | 4 | 2 | 72 | I | N
89 |  | TANKS ETC. | [8 empty] | 3721 |  | 100 | [12 empty] | 1 | 4 | 2 | 72 | H | 0
89 | 29 | 5 000 Litre polyethylene 'Roto' moulded horizontal water storage tank complete, size 2 600mm x 2 060mm x 1 530mm high with 450mm screw lid, fitted with and including 15mm brass bibtap (Type 108LK15 or Equally Approved) with suitable adaptor and setting in position on concrete tankstand (elsewhere measured) and tying down with 8mm diameter galvanised round strand steel rope fastened and secured to side of tank stand with one end fixed to galvanized gutter bolt embedded into concrete. (Note: tanks to be filled with water before Practical Completion). | No | 14 |  | 0 |  |  | 14 |  | 3722 |  | 100 | [12 empty] | 1 | 4 | 2 | 72 | I | N
90 | 30 | Supply and fit complete to manufacture's instructions leaf eater rain heads to downpipes to prevent blocking. | No | 14 |  | 0 |  |  | 14 |  | 3723 |  | 0 | [12 empty] | 1 | 4 | 2 | 72 | I | N
90 |  | Testing: | [8 empty] | 3724 |  | 0 | [12 empty] | 1 | 4 | 2 | 72 | S | 0
90 | 31 | Allow for testing all drains, and water supplies to the satisfaction of the Representative. All defective work is to be taken out and replaced at the Contractor's expense. | Item | 1 |  | 0 |  |  | 1 |  | 3725 |  | 0 | [12 empty] | 1 | 4 | 2 | 72 | I | I
|  | Bill Total |  |  |  |  | 0
|  | BILL NO.3 : STORMWATER CHANNELS | [23 empty] | 1 | 4 | 3 | 210 | H
92 |  | PREAMBLES | [8 empty] | 4535 |  | 45600 | [12 empty] | 1 | 4 | 3 | 210 | H | 0
92 |  | The Tenderer is referred to the relevant Clauses in the separate documents General Specification (PW 371-A) July 2013 and Particular Specification (PW 371-B) July 2013 which are obtainable from Public Works website www.publicworks.gov.za/consultantsguidelines | [8 empty] | 4537 |  | 45600 | [12 empty] | 1 | 4 | 3 | 210 | C | 0
92 |  | SUPPLEMENTARY PREAMBLES | [8 empty] | 4534 |  | 236200 | [12 empty] | 1 | 4 | 3 | 210 | H | 0
92 |  | Supplementary Preambles from relevant trades/Bills in this tender document are applicable to items in this section | [8 empty] | 4538 |  | 45900 | [12 empty] | 1 | 4 | 3 | 210 | C | 0
92 |  | Reference to drawings and details: | [8 empty] | 4539 |  | 45600 | [12 empty] | 1 | 4 | 3 | 210 | S | 0
92 |  | Where drawings and/ or details have been referred to in the description of items the Tenderers should price for complete detail and specification on such details and/ or drawing. No claims relating to the omissions on the part of tenders will be entertained. | [8 empty] | 4540 |  | 45600 | [12 empty] | 1 | 4 | 3 | 210 | C | 0
92 |  | STORMWATER CHANNELS | [8 empty] | 2772 |  | 100 | [12 empty] | 1 | 4 | 3 | 210 | H | 0
92 |  | Insitu concrete channels: | [8 empty] | 2773 |  | 100 | [12 empty] | 1 | 4 | 3 | 210 | S | 0
92 | 1 | 1 200mm wide x 100mm deep 25MPa/19mm 'V' channel, on suitable 150mm sub-base material compacted to 93% Mod A.A.S.H.T.O. density, including all necessary excavations, formwork, compaction, grading, carting away, etc. | m | 612 |  | 0 |  |  | 612 |  | 2774 |  | 100 | [12 empty] | 1 | 4 | 3 | 210 | I | 1
92 | 2 | Extra over for angles, intersections, ends, dressing into sides of catchpits, etc. | No | 20 |  | 0 |  |  | 20 |  | 2775 |  | 100 | [12 empty] | 1 | 4 | 3 | 210 | I | N
92 |  | SPREADERS, ETC | [8 empty] | 2776 |  | 100 | [12 empty] | 1 | 4 | 3 | 210 | H | 0
92 |  | 20Mpa/19mm Concrete: | [8 empty] | 2777 |  | 100 | [12 empty] | 1 | 4 | 3 | 210 | S | 0
92 | 3 | Extra over for widening concrete to form spreader 1 200mm wide extreme for a length of 1 000mm and bedding 3 brick on edge in concrete to falls including brushing concrete, as per Engineer's Detail (3766L-102). | No | 1 |  | 0 |  |  | 1 |  | 2778 |  | 100 | [12 empty] | 1 | 4 | 3 | 210 | I | N
92 |  | MESH REINFORCEMENT | [8 empty] | 2779 |  | 100 | [12 empty] | 1 | 4 | 3 | 210 | H | 0
92 | 4 | Type 245 fabric reinforcement in V- Channels, etc. | m² | 734 |  | 0 |  |  | 734 |  | 2780 |  | 100 | [12 empty] | 1 | 4 | 3 | 210 | I | 2
92 |  | SUNDRIES, ETC | [8 empty] | 2782 |  | 100 | [12 empty] | 1 | 4 | 3 | 210 | H | 0
92 |  | Joint forming material in movement joints: | [8 empty] | 2783 |  | 100 | [12 empty] | 1 | 4 | 3 | 210 | S | 0
92 | 5 | 10mm Bitumen impregnated fibre board vertically between concrete surfaces | m² | 44 |  | 0 |  |  | 44 |  | 2784 |  | 100 | [12 empty] | 1 | 4 | 3 | 210 | I | 2
93 |  | JOINT SEALANTS, ETC | [8 empty] | 2785 |  | 100 | [12 empty] | 1 | 4 | 3 | 210 | H | 0
93 |  | DAMPPROOFING OF WALLS AND FLOORS | [8 empty] | 2786 |  | 204500 | [12 empty] | 1 | 4 | 3 | 210 | H | 0
93 |  | One layer 250 micron embossed polyethylene dampproof course (SANS 952-1985 type B) or similar approved | [8 empty] | 2787 |  | 204700 | [12 empty] | 1 | 4 | 3 | 210 | S | 0
93 | 6 | Under 1 200mm wide channels, with 150mm turn up against brick walls. | m² | 734 |  | 0 |  |  | 734 |  | 2788 |  | 204800 | [12 empty] | 1 | 4 | 3 | 210 | I | 2
93 |  | STORMWATER MATTRESS | [8 empty] | 2789 |  | 100 | [12 empty] | 1 | 4 | 3 | 210 | H | 0
93 |  | Stormwater Reno Mattress: | [8 empty] | 2790 |  | 100 | [12 empty] | 1 | 4 | 3 | 210 | S | 0
93 | 7 | Reno Mattress size 2 000mm x 1 000mm x 300mm to ends of 1 400mm wide including concrete stormwater chute complete as per Engineers drawing. | No | 1 |  | 0 |  |  | 1 |  | 2791 |  | 100 | [12 empty] | 1 | 4 | 3 | 210 | I | N
|  | Bill Total |  |  |  |  | 0
|  | Section Total |  |  |  |  | 0
|  | SECTION NO. 5 : PROVISIONAL SUMS | [23 empty] | 1 | 6 | 1 | 201 | H
|  | BILL NO.1 : PROVISIONAL SUM | [23 empty] | 1 | 6 | 1 | 201 | H
97 |  | PREAMBLES | [8 empty] | 2975 |  | 0 | [12 empty] | 1 | 6 | 1 | 201 | H | 0
97 |  | The Tenderer is referred to the relevant Clauses in the separate documents General Specification (PW 371-A) July 2013 and Particular Specification (PW 371-B) July 2013 which are obtainable from Public Works website www.publicworks.gov.za/consultantsguidelines | [8 empty] | 2976 |  | 618200 | [12 empty] | 1 | 6 | 1 | 201 | C | 0
97 |  | SUPPLEMENTARY PREAMBLES | [8 empty] | 2979 |  | 0 | [12 empty] | 1 | 6 | 1 | 201 | H | 0
97 |  | General: | [8 empty] | 2980 |  | 0 | [12 empty] | 1 | 6 | 1 | 201 | S | 0
97 |  | Unless otherwise described, all prime cost amounts and provisional sums shall be nett. No provision for 5 percent cash discount shall be included for the main contractor. | [8 empty] | 2981 |  | 0 | [12 empty] | 1 | 6 | 1 | 201 | C | 0
|  | Prime cost amounts and provisional sums exclude value added tax. | [8 empty] | 2981 |  | 0 | [12 empty] | 1 | 6 | 1 | 201 | C | 0
|  | In the event of a prime cost amount or provisional sum being omitted the items "Allow for profit"... and "allow for attendance" applicable, shall be omitted together with the prime cost amount or provisional sum and no claim whatsoever will be entertained in this regard. | [8 empty] | 2981 |  | 0 | [12 empty] | 1 | 6 | 1 | 201 | C | 0
|  | The principal agent shall be entitled to nominate or select any further specialist and other to execute work or supply and fix any goods whether or not a provisional sum is included in the bills of quantities and such specialists and other will then be deemed to be "selected subcontractors" as the case may be. | [8 empty] | 2981 |  | 0 | [12 empty] | 1 | 6 | 1 | 201 | C | 0
97 |  | Where profit stated, the contractor may allow for profit if required | [8 empty] | 2982 |  | 0 | [12 empty] | 1 | 6 | 1 | 201 | C | 0
97 |  | Attendance upon nominated/selected subcontractors: | [8 empty] | 2983 |  | 0 | [12 empty] | 1 | 6 | 1 | 201 | S | 0
97 |  | The item "Allow for attendance...." which follows each provisional sum for nominated/selected subcontractors work, shall be deemed to cover all the contractors costs incurred in providing free of charge to the subcontractor the service as set out in the relevant clause in the preliminaries | [8 empty] | 2984 |  | 0 | [12 empty] | 1 | 6 | 1 | 201 | C | 0
97 |  | Taking delivery: | [8 empty] | 2985 |  | 0 | [12 empty] | 1 | 6 | 1 | 201 | S | 0
97 |  | Taking delivery of goods or articles by the contractor on site shall mean getting in, unpacking, checking that the quantity is correct and that the goods are complete and undamaged,submitting a report thereof to the interested parties and issuing vouchers for the receipt of such goods.The contractor is to store the goods and will be held responsible for the safety thereof and indemnify the employer against any damage or loss which may occur. | [8 empty] | 2986 |  | 0 | [12 empty] | 1 | 6 | 1 | 201 | C | 0
98 |  | Works executed under a seperate/direct contract: | [8 empty] | 2987 |  | 0 | [12 empty] | 1 | 6 | 1 | 201 | S | 0
98 |  | The contractor shall permit access to the site and to the places where the work is to be carried out and provide every facility to enable the specialist to carry out his work in a workmanlike manner and in propper order and sequence. | [8 empty] | 2988 |  | 0 | [12 empty] | 1 | 6 | 1 | 201 | C | 0
98 |  | Co-ordination: | [8 empty] | 2989 |  | 0 | [12 empty] | 1 | 6 | 1 | 201 | S | 0
98 |  | The contractor shall obtain all necessary particulars of the subcontractors work timeously and the contractor will be responsible for the programming and co-ordination of the works | [8 empty] | 2990 |  | 0 | [12 empty] | 1 | 6 | 1 | 201 | C | 0
98 |  | Number of nominated/selected subcontractors: | [8 empty] | 2991 |  | 0 | [12 empty] | 1 | 6 | 1 | 201 | S | 0
98 |  | The contractors attention is drawn to the fact that the indicated individual provisional sums may consist of numerous specialist, all of which will become nominated/selected subcontractors.The contractor must therefore allow in his tender for any cost implication this may bring about, as no claims in this regard will be entertained | [8 empty] | 2992 |  | 0 | [12 empty] | 1 | 6 | 1 | 201 | C | 0
98 |  | General: | [8 empty] | 2993 |  | 0 | [12 empty] | 1 | 6 | 1 | 201 | S | 0
98 |  | Unless otherwise described, all prime cost amounts and provisional sums shall be nett. No provision for 5 percent cash discount shall be included for the main contractor. | [8 empty] | 2994 |  | 0 | [12 empty] | 1 | 6 | 1 | 201 | C | 0
|  | Prime cost amounts and provisional sums exclude value added tax. | [8 empty] | 2994 |  | 0 | [12 empty] | 1 | 6 | 1 | 201 | C | 0
|  | In the event of a prime cost amount or provisional sum being omitted the items "Allow for profit"... and "allow for attendance" applicable, shall be omitted together with the prime cost amount or provisional sum and no claim whatsoever will be entertained in this regard. | [8 empty] | 2994 |  | 0 | [12 empty] | 1 | 6 | 1 | 201 | C | 0
|  | The principal agent shall be entitled to nominate or select any further specialist and other to execute work or supply and fix any goods whether or not a provisional sum is included in the bills of quantities and such specialists and other will then be deemed to be "selected subcontractors" as the case may be. | [8 empty] | 2994 |  | 0 | [12 empty] | 1 | 6 | 1 | 201 | C | 0
98 |  | Where profit stated, the contractor may allow for profit if required | [8 empty] | 2995 |  | 0 | [12 empty] | 1 | 6 | 1 | 201 | C | 0
98 |  | Contract Price Adjustment Provision: | [8 empty] | 2996 |  | 0 | [12 empty] | 1 | 6 | 1 | 201 | S | 0
98 |  | Unless otherwise described, all prime cost amounts and provisional sums shall be nett. No provision for 5 percent cash discount shall be included for the main contractor. | [8 empty] | 2997 |  | 0 | [12 empty] | 1 | 6 | 1 | 201 | C | 0
|  | Prime cost amounts and provisional sums exclude value added tax. | [8 empty] | 2997 |  | 0 | [12 empty] | 1 | 6 | 1 | 201 | C | 0
|  | In the event of a prime cost amount or provisional sum being omitted the items "Allow for profit"... and "allow for attendance" applicable, shall be omitted together with the prime cost amount or provisional sum and no claim whatsoever will be entertained in this regard. | [8 empty] | 2997 |  | 0 | [12 empty] | 1 | 6 | 1 | 201 | C | 0
|  | The principal agent shall be entitled to nominate or select any further specialist and other to execute work or supply and fix any goods whether or not a provisional sum is included in the bills of quantities and such specialists and other will then be deemed to be "selected subcontractors" as the case may be. | [8 empty] | 2997 |  | 0 | [12 empty] | 1 | 6 | 1 | 201 | C | 0
99 |  | Where profit stated, the contractor may allow for profit if required | [8 empty] | 2998 |  | 0 | [12 empty] | 1 | 6 | 1 | 201 | C | 0
99 |  | PROVISIONAL SUMS | [8 empty] | 3014 |  | 0 | [12 empty] | 1 | 6 | 1 | 201 | H | 0
99 |  | Community Liaison Officer: | [8 empty] | 3017 |  | 0 | [12 empty] | 1 | 6 | 1 | 201 | S | 0
99 | 1 | Provide the sum of R 100 000.00 (One Hundred Thousand One Hundred Rand) for Community Liason Officer to be employed by the main contractor for the duration of the contract, to be used at the discretion of the Employer and deducted in whole or in part if not required | Item |  |  | 0 |  |  | 1 |  | 3019 |  | 0 | [12 empty] | 1 | 6 | 1 | 201 | I | I
99 | 2 | Profit | Item | 1 |  | 0 |  |  | 1 |  | 3020 |  | 0 | [12 empty] | 1 | 6 | 1 | 201 | I | I
99 | 3 | Allow for general attendance | Item | 1 |  | 0 |  |  | 1 |  | 3021 |  | 0 | [12 empty] | 1 | 6 | 1 | 201 | I | I
99 |  | Approved Asbestos Inspector: | [8 empty] | 4546 |  | 0 | [12 empty] | 1 | 6 | 1 | 201 | S | 0
99 | 4 | Provide the sum of R 200 000.00 (Two Hundred Thousand Rand) for Approved Asbestos Inspector for the duration of the contract, to be used at the discretion of the Employer and deducted in whole or in part if not required | Item |  |  | 0 |  |  | 1 |  | 4547 |  | 0 | [12 empty] | 1 | 6 | 1 | 201 | I | I
99 | 5 | Profit | Item | 1 |  | 0 |  |  | 1 |  | 4548 |  | 0 | [12 empty] | 1 | 6 | 1 | 201 | I | I
99 | 6 | Allow for general attendance | Item | 1 |  | 0 |  |  | 1 |  | 4549 |  | 0 | [12 empty] | 1 | 6 | 1 | 201 | I | I
|  | Bill Total |  |  |  |  | 0
|  | Section Total |  |  |  |  | 0