## Bills Of Quantities
Khayalemfundo Primary School
Page | Item | Description | Unit | Quantity | Rate | Amount | Total | x | Formatted Qty | x | Abstract RecID | x | Lcode | x | x | x | x | x | x | x | x | x | x | x | x | Package | Section | Bill | Trade | Type | ABUm | PayRef
|  | SECTION NO. 1 : PRELIMINARIES | [23 empty] | 1 | 0 | 1 | 0 | H
NOTE: the column headings a - z must be present for the importer.
These contain an X which is set forecolor = white
|  | BILL NO.1 : PRELIMINARIES | [23 empty] | 1 | 0 | 1 | 0 | H
2 |  | SUMMARY OF CATEGORIES | [8 empty] | 1592 |  | 79580 | [12 empty] | 1 | 0 | 1 | 0 | H | 0
2 |  | BUILDING AGREEMENT AND PRELIMINARIES | [8 empty] | 1593 |  | 78510 | [12 empty] | 1 | 0 | 1 | 0 | H | 0
2 |  | The JBCC Principal Building Agreement (March 2005 Edition 4.1, code 2101) prepared by the Joint Building Contracts Committee shall be the applicable building agreement, amended as hereinafter described | [8 empty] | 1594 |  | 78520 | [12 empty] | 1 | 0 | 1 | 0 | C | 0
2 |  | STRUCTURE OF THIS PRELIMINARIES BILL | [8 empty] | 1595 |  | 163033 | [12 empty] | 1 | 0 | 1 | 0 | H | 0
2 |  | Section A : A recital of the headings of the individual clauses of the aforementioned JBCC Principal Building Agreement | [8 empty] | 1596 |  | 163273 | [12 empty] | 1 | 0 | 1 | 0 | C | 0
2 |  | Section B : A recital of the headings of the individual clauses of the aforementioned Preliminaries document | [8 empty] | 1597 |  | 163283 | [12 empty] | 1 | 0 | 1 | 0 | C | 0
2 |  | Section C : Any special clauses to meet the particular circumstances of the project | [8 empty] | 1598 |  | 163293 | [12 empty] | 1 | 0 | 1 | 0 | C | 0
2 |  | PRICING OF PRELIMINARIES | [8 empty] | 1599 |  | 78620 | [12 empty] | 1 | 0 | 1 | 0 | H | 0
2 |  | Should the contractor select Option A in the contract data for the adjustment of preliminaries , the amounts entered against the relevant items in these preliminaries are to be divided into one or more of the three categories provided namely fixed (F), value related (V) and time related (T) | [8 empty] | 1600 |  | 78630 | [12 empty] | 1 | 0 | 1 | 0 | C | 0
2 |  | SECTION A: PRINCIPAL BUILDING AGREEMENT | [8 empty] | 1601 |  | 78640 | [12 empty] | 1 | 0 | 1 | 0 | H | 0
2 |  | Interpretation (A1 - A7) | [8 empty] | 1602 |  | 78650 | [12 empty] | 1 | 0 | 1 | 0 | S | 0
2 | 1 | Clause 1.0 - Definitions and interpretation | [8 empty] | 1603 |  | 78660 | [12 empty] | 1 | 0 | 1 | 0 | I | I
|  | Definition of agreement | [8 empty] | 1603 |  | 78660 | [12 empty] | 1 | 0 | 1 | 0 | I | I
|  | The definition of agreement is replaced with the following definition : | [8 empty] | 1603 |  | 78660 | [12 empty] | 1 | 0 | 1 | 0 | I | I
|  | AGREEMENT : The JBCC Principal Building Agreement, the completed JBCC PBA contract data, the contract drawings, the priced documents and any other documents reduced to writing and signed by the parties' | [8 empty] | 1603 |  | 78660 | [12 empty] | 1 | 0 | 1 | 0 | I | I
|  | Pricing of bills of quantities | [8 empty] | 1603 |  | 78660 | [12 empty] | 1 | 0 | 1 | 0 | I | I
|  | The contractor is to allow opposite each item for all costs in connection therewith. All prices to include, unless otherwise stated, for all materials, fabrication, conveyance and delivery, unloading, storing, unpacking, hoisting, labour, setting, fitting and fixing in position, cutting and waste (except where to be measured in accordance with the standard system of measurement), patterns, models and templates, plant, temporary works, returning of packaging, duties, taxes (other than Value Added Tax), imposts, establishment charges, overheads, profit and all other obligations arising out of this agreement . Value Added Tax (VAT) is to be separately stated on the summary page of these bills of quantities | [8 empty] | 1603 |  | 78660 | [12 empty] | 1 | 0 | 1 | 0 | I | I
|  | Items left unpriced will be deemed to be covered in prices against other items throughout these bills of quantities and no claim for any extras arising out of the contractor's omission to price any item will be entertained | [8 empty] | 1603 |  | 78660 | [12 empty] | 1 | 0 | 1 | 0 | I | I
|  | Prices for all construction equipment, temporary works, services and other items shall include for the supply, maintenance, operating cost and subsequent removal and making good as necessary | [8 empty] | 1603 |  | 78660 | [12 empty] | 1 | 0 | 1 | 0 | I | I
|  | Abbreviated descriptions | [8 empty] | 1603 |  | 78660 | [12 empty] | 1 | 0 | 1 | 0 | I | I
|  | The items in these bills of quantities utilise abbreviated descriptions. It is the intention that the abbreviated descriptions be fully described when read with the applicable measuring system and the relevant preambles and/or specifications. However, should the full intent and meaning of any description not be clear, the contractor shall, before submission of his tender, call for a written directive from the principal agent , failing which it shall be assumed that the contractor has allowed in his pricing for materials and workmanship in terms of international best practice | [8 empty] | 1603 |  | 78660 | [12 empty] | 1 | 0 | 1 | 0 | I | I
|  | Legal status of contractor | [8 empty] | 1603 |  | 78660 | [12 empty] | 1 | 0 | 1 | 0 | I | I
|  | If the contractor constitutes a joint venture, consortium or other unincorporated grouping of two or more persons then: | [8 empty] | 1603 |  | 78660 | [12 empty] | 1 | 0 | 1 | 0 | I | I
|  | 1. These persons are deemed to be jointly and severally liable to the employer for the performance of this agreement | [8 empty] | 1603 |  | 78660 | [12 empty] | 1 | 0 | 1 | 0 | I | I
|  | 2. These persons shall notify the employer of their leader who has authority to bind the contractor and each of these persons | [8 empty] | 1603 |  | 78660 | [12 empty] | 1 | 0 | 1 | 0 | I | I
|  | 3. The contractor shall not alter its composition or legal status without the prior written consent of the employer | [8 empty] | 1603 |  | 78660 | [12 empty] | 1 | 0 | 1 | 0 | I | I
|  | Errata by JBCC | [8 empty] | 1603 |  | 78660 | [12 empty] | 1 | 0 | 1 | 0 | I | I
|  | Omit from definition of construction period the words : 'excluding annual holiday periods' Omit from definition of preliminaries the word : 'priced' | Item | 1 |  | 0 |  |  | 1 |  | 1603 |  | 78660 | [12 empty] | 1 | 0 | 1 | 0 | I | I
4 |  | The JBCC Principal Building Agreement (March 2005 Edition 4.1, code 2101) prepared by the Joint Building Contracts Committee shall be the applicable building agreement, amended as hereinafter described | [8 empty] | 1604 |  | 78520 | [12 empty] | 1 | 0 | 1 | 0 | C | 0
4 |  | Section A : A recital of the headings of the individual clauses of the aforementioned JBCC Principal Building Agreement | [8 empty] | 1605 |  | 163273 | [12 empty] | 1 | 0 | 1 | 0 | C | 0
4 |  | Section B : A recital of the headings of the individual clauses of the aforementioned Preliminaries document | [8 empty] | 1606 |  | 163283 | [12 empty] | 1 | 0 | 1 | 0 | C | 0
4 |  | Section C : Any special clauses to meet the particular circumstances of the project | [8 empty] | 1607 |  | 163293 | [12 empty] | 1 | 0 | 1 | 0 | C | 0
4 |  | Should the contractor select Option A in the contract data for the adjustment of preliminaries , the amounts entered against the relevant items in these preliminaries are to be divided into one or more of the three categories provided namely fixed (F), value related (V) and time related (T) | [8 empty] | 1608 |  | 78630 | [12 empty] | 1 | 0 | 1 | 0 | C | 0
4 | 2 | Clause 2.0 - Law, regulations and notices | [8 empty] | 1609 |  | 78670 | [12 empty] | 1 | 0 | 1 | 0 | I | I
|  | User note | [8 empty] | 1609 |  | 78670 | [12 empty] | 1 | 0 | 1 | 0 | I | I
|  | Insert the following where a health and safety specification is NOT yet available | [8 empty] | 1609 |  | 78670 | [12 empty] | 1 | 0 | 1 | 0 | I | I
|  | ?Health and safety | [8 empty] | 1609 |  | 78670 | [12 empty] | 1 | 0 | 1 | 0 | I | I
|  | Without limiting the generality of the provisions of clause 2.0, the contractor's attention is drawn to the provisions of Construction Regulations issued in terms of the Occupational Health and Safety Act, 1993. It is specifically stated that the employer shall prepare a documented health and safety specification for the works and that the employer shall ensure that the contractor has made provision for the cost of health and safety measures during the execution of the works. The contractor shall price opposite this item for compliance with the act and the regulations and the reasonable provisions of the aforementioned health and safety specification [2.1] ? | [8 empty] | 1609 |  | 78670 | [12 empty] | 1 | 0 | 1 | 0 | I | I
|  | User note | [8 empty] | 1609 |  | 78670 | [12 empty] | 1 | 0 | 1 | 0 | I | I
|  | Insert the following where a health and safety specification IS available | [8 empty] | 1609 |  | 78670 | [12 empty] | 1 | 0 | 1 | 0 | I | I
|  | ?Health and safety | [8 empty] | 1609 |  | 78670 | [12 empty] | 1 | 0 | 1 | 0 | I | I
|  | Without limiting the generality of the provisions of clause 2.0, the contractor's attention is drawn to the provisions of Construction Regulations issued in terms of the Occupational Health and Safety Act, 1993. It is specifically stated that the employer shall prepare a documented health and safety specification for the works (refer to Annexure ? for a copy of the relevant specification) and that the employer shall ensure that the contractor has made provision for the cost of health and safety measures during the execution of the works . The contractor shall price opposite this item for compliance with the act and the regulations and the provisions of the aforementioned health and safety specification [2.1] ? | [8 empty] | 1609 |  | 78670 | [12 empty] | 1 | 0 | 1 | 0 | I | I
|  | The contractor shall: | [8 empty] | 1609 |  | 78670 | [12 empty] | 1 | 0 | 1 | 0 | I | I
|  | 1. Comply with the health and safety specification for the works | [8 empty] | 1609 |  | 78670 | [12 empty] | 1 | 0 | 1 | 0 | I | I
|  | 2. Prepare and agree with the health and safety consultant the health and safety plan for the works | [8 empty] | 1609 |  | 78670 | [12 empty] | 1 | 0 | 1 | 0 | I | I
|  | 3. Co-operate with the health and safety consultant in all respects | [8 empty] | 1609 |  | 78670 | [12 empty] | 1 | 0 | 1 | 0 | I | I
|  | 4. Manage the compliance of all subcontractors with the regulations and with the health and safety plan and specification | [8 empty] | 1609 |  | 78670 | [12 empty] | 1 | 0 | 1 | 0 | I | I
|  | 5. Conform to the conditions contained in the employer's safety specification | [8 empty] | 1609 |  | 78670 | [12 empty] | 1 | 0 | 1 | 0 | I | I
|  | User note | [8 empty] | 1609 |  | 78670 | [12 empty] | 1 | 0 | 1 | 0 | I | I
|  | Insert ONE of the following for residential developments only | [8 empty] | 1609 |  | 78670 | [12 empty] | 1 | 0 | 1 | 0 | I | I
|  | ? NHBRC levies | [8 empty] | 1609 |  | 78670 | [12 empty] | 1 | 0 | 1 | 0 | I | I
|  | The employer shall allow for and pay any levies required by the National Home Builders Registration Council (NHBRC). The contractor warrants that he is registered and will maintain registration with the NHBRC for the duration of this agreement [2.1] ? | [8 empty] | 1609 |  | 78670 | [12 empty] | 1 | 0 | 1 | 0 | I | I
|  | ? NHBRC levies | [8 empty] | 1609 |  | 78670 | [12 empty] | 1 | 0 | 1 | 0 | I | I
|  | The employer shall allow for and pay any levies required by the National Home Builders Registration Council (NHBRC). The contractor warrants that he is registered and will maintain registration with the NHBRC for the duration of this agreement [2.1] ? | Item | 1 |  | 0 |  |  | 1 |  | 1609 |  | 78670 | [12 empty] | 1 | 0 | 1 | 0 | I | I
5 |  | Interpretation (A1 - A7) | [8 empty] | 1610 |  | 78650 | [12 empty] | 1 | 0 | 1 | 0 | S | 0
5 | 3 | Clause 1.0 - Definitions and interpretation | [8 empty] | 1612 |  | 78660 | [12 empty] | 1 | 0 | 1 | 0 | I | I
|  | Definition of agreement | [8 empty] | 1612 |  | 78660 | [12 empty] | 1 | 0 | 1 | 0 | I | I
|  | The definition of agreement is replaced with the following definition : | [8 empty] | 1612 |  | 78660 | [12 empty] | 1 | 0 | 1 | 0 | I | I
|  | AGREEMENT : The JBCC Principal Building Agreement, the completed JBCC PBA contract data, the contract drawings, the priced documents and any other documents reduced to writing and signed by the parties' | [8 empty] | 1612 |  | 78660 | [12 empty] | 1 | 0 | 1 | 0 | I | I
|  | Pricing of bills of quantities | [8 empty] | 1612 |  | 78660 | [12 empty] | 1 | 0 | 1 | 0 | I | I
|  | The contractor is to allow opposite each item for all costs in connection therewith. All prices to include, unless otherwise stated, for all materials, fabrication, conveyance and delivery, unloading, storing, unpacking, hoisting, labour, setting, fitting and fixing in position, cutting and waste (except where to be measured in accordance with the standard system of measurement), patterns, models and templates, plant, temporary works, returning of packaging, duties, taxes (other than Value Added Tax), imposts, establishment charges, overheads, profit and all other obligations arising out of this agreement . Value Added Tax (VAT) is to be separately stated on the summary page of these bills of quantities | [8 empty] | 1612 |  | 78660 | [12 empty] | 1 | 0 | 1 | 0 | I | I
|  | Items left unpriced will be deemed to be covered in prices against other items throughout these bills of quantities and no claim for any extras arising out of the contractor's omission to price any item will be entertained | [8 empty] | 1612 |  | 78660 | [12 empty] | 1 | 0 | 1 | 0 | I | I
|  | Prices for all construction equipment, temporary works, services and other items shall include for the supply, maintenance, operating cost and subsequent removal and making good as necessary | [8 empty] | 1612 |  | 78660 | [12 empty] | 1 | 0 | 1 | 0 | I | I
|  | Abbreviated descriptions | [8 empty] | 1612 |  | 78660 | [12 empty] | 1 | 0 | 1 | 0 | I | I
|  | The items in these bills of quantities utilise abbreviated descriptions. It is the intention that the abbreviated descriptions be fully described when read with the applicable measuring system and the relevant preambles and/or specifications. However, should the full intent and meaning of any description not be clear, the contractor shall, before submission of his tender, call for a written directive from the principal agent , failing which it shall be assumed that the contractor has allowed in his pricing for materials and workmanship in terms of international best practice | [8 empty] | 1612 |  | 78660 | [12 empty] | 1 | 0 | 1 | 0 | I | I
|  | Legal status of contractor | [8 empty] | 1612 |  | 78660 | [12 empty] | 1 | 0 | 1 | 0 | I | I
|  | If the contractor constitutes a joint venture, consortium or other unincorporated grouping of two or more persons then: | [8 empty] | 1612 |  | 78660 | [12 empty] | 1 | 0 | 1 | 0 | I | I
|  | 1. These persons are deemed to be jointly and severally liable to the employer for the performance of this agreement | [8 empty] | 1612 |  | 78660 | [12 empty] | 1 | 0 | 1 | 0 | I | I
|  | 2. These persons shall notify the employer of their leader who has authority to bind the contractor and each of these persons | [8 empty] | 1612 |  | 78660 | [12 empty] | 1 | 0 | 1 | 0 | I | I
|  | 3. The contractor shall not alter its composition or legal status without the prior written consent of the employer | [8 empty] | 1612 |  | 78660 | [12 empty] | 1 | 0 | 1 | 0 | I | I
|  | Errata by JBCC | [8 empty] | 1612 |  | 78660 | [12 empty] | 1 | 0 | 1 | 0 | I | I
|  | Omit from definition of construction period the words : 'excluding annual holiday periods' Omit from definition of preliminaries the word : 'priced' | Item | 1 |  | 0 |  |  | 1 |  | 1612 |  | 78660 | [12 empty] | 1 | 0 | 1 | 0 | I | I
7 | 4 | Clause 2.0 - Law, regulations and notices | [8 empty] | 1613 |  | 78670 | [12 empty] | 1 | 0 | 1 | 0 | I | I
|  | User note | [8 empty] | 1613 |  | 78670 | [12 empty] | 1 | 0 | 1 | 0 | I | I
|  | Insert the following where a health and safety specification is NOT yet available | [8 empty] | 1613 |  | 78670 | [12 empty] | 1 | 0 | 1 | 0 | I | I
|  | ?Health and safety | [8 empty] | 1613 |  | 78670 | [12 empty] | 1 | 0 | 1 | 0 | I | I
|  | Without limiting the generality of the provisions of clause 2.0, the contractor's attention is drawn to the provisions of Construction Regulations issued in terms of the Occupational Health and Safety Act, 1993. It is specifically stated that the employer shall prepare a documented health and safety specification for the works and that the employer shall ensure that the contractor has made provision for the cost of health and safety measures during the execution of the works. The contractor shall price opposite this item for compliance with the act and the regulations and the reasonable provisions of the aforementioned health and safety specification [2.1] ? | [8 empty] | 1613 |  | 78670 | [12 empty] | 1 | 0 | 1 | 0 | I | I
|  | User note | [8 empty] | 1613 |  | 78670 | [12 empty] | 1 | 0 | 1 | 0 | I | I
|  | Insert the following where a health and safety specification IS available | [8 empty] | 1613 |  | 78670 | [12 empty] | 1 | 0 | 1 | 0 | I | I
|  | ?Health and safety | [8 empty] | 1613 |  | 78670 | [12 empty] | 1 | 0 | 1 | 0 | I | I
|  | Without limiting the generality of the provisions of clause 2.0, the contractor's attention is drawn to the provisions of Construction Regulations issued in terms of the Occupational Health and Safety Act, 1993. It is specifically stated that the employer shall prepare a documented health and safety specification for the works (refer to Annexure ? for a copy of the relevant specification) and that the employer shall ensure that the contractor has made provision for the cost of health and safety measures during the execution of the works . The contractor shall price opposite this item for compliance with the act and the regulations and the provisions of the aforementioned health and safety specification [2.1] ? | [8 empty] | 1613 |  | 78670 | [12 empty] | 1 | 0 | 1 | 0 | I | I
|  | The contractor shall: | [8 empty] | 1613 |  | 78670 | [12 empty] | 1 | 0 | 1 | 0 | I | I
|  | 1. Comply with the health and safety specification for the works | [8 empty] | 1613 |  | 78670 | [12 empty] | 1 | 0 | 1 | 0 | I | I
|  | 2. Prepare and agree with the health and safety consultant the health and safety plan for the works | [8 empty] | 1613 |  | 78670 | [12 empty] | 1 | 0 | 1 | 0 | I | I
|  | 3. Co-operate with the health and safety consultant in all respects | [8 empty] | 1613 |  | 78670 | [12 empty] | 1 | 0 | 1 | 0 | I | I
|  | 4. Manage the compliance of all subcontractors with the regulations and with the health and safety plan and specification | [8 empty] | 1613 |  | 78670 | [12 empty] | 1 | 0 | 1 | 0 | I | I
|  | 5. Conform to the conditions contained in the employer's safety specification | [8 empty] | 1613 |  | 78670 | [12 empty] | 1 | 0 | 1 | 0 | I | I
|  | User note | [8 empty] | 1613 |  | 78670 | [12 empty] | 1 | 0 | 1 | 0 | I | I
|  | Insert ONE of the following for residential developments only | [8 empty] | 1613 |  | 78670 | [12 empty] | 1 | 0 | 1 | 0 | I | I
|  | ? NHBRC levies | [8 empty] | 1613 |  | 78670 | [12 empty] | 1 | 0 | 1 | 0 | I | I
|  | The employer shall allow for and pay any levies required by the National Home Builders Registration Council (NHBRC). The contractor warrants that he is registered and will maintain registration with the NHBRC for the duration of this agreement [2.1] ? | [8 empty] | 1613 |  | 78670 | [12 empty] | 1 | 0 | 1 | 0 | I | I
|  | ? NHBRC levies | [8 empty] | 1613 |  | 78670 | [12 empty] | 1 | 0 | 1 | 0 | I | I
|  | The employer shall allow for and pay any levies required by the National Home Builders Registration Council (NHBRC). The contractor warrants that he is registered and will maintain registration with the NHBRC for the duration of this agreement [2.1] ? | Item | 1 |  | 0 |  |  | 1 |  | 1613 |  | 78670 | [12 empty] | 1 | 0 | 1 | 0 | I | I
8 | 5 | Clause 3.0 - Offer and acceptance | Item | 1 |  | 0 |  |  | 1 |  | 1614 |  | 78680 | [12 empty] | 1 | 0 | 1 | 0 | I | I
8 | 6 | Clause 4.0 - Assignment and cession | Item | 1 |  | 0 |  |  | 1 |  | 1615 |  | 78690 | [12 empty] | 1 | 0 | 1 | 0 | I | I
8 | 7 | Clause 5.0 - Contract documents | [8 empty] | 1616 |  | 78700 | [12 empty] | 1 | 0 | 1 | 0 | I | I
|  | Value Added Tax | [8 empty] | 1616 |  | 78700 | [12 empty] | 1 | 0 | 1 | 0 | I | I
|  | Provision is made in the summary page of these bills of quantities for the inclusion of Value Added Tax (VAT) | [8 empty] | 1616 |  | 78700 | [12 empty] | 1 | 0 | 1 | 0 | I | I
|  | User note | [8 empty] | 1616 |  | 78700 | [12 empty] | 1 | 0 | 1 | 0 | I | I
|  | The contract drawings are to be listed in the contract data. If insufficient space is available for such listing or for any other reason then reference should be made in the contract data as to where the contract drawings are listed. One of the following clauses may be used | [8 empty] | 1616 |  | 78700 | [12 empty] | 1 | 0 | 1 | 0 | I | I
|  | Insert the following where only a few contract drawings are applicable | [8 empty] | 1616 |  | 78700 | [12 empty] | 1 | 0 | 1 | 0 | I | I
|  | ?Contract drawings | [8 empty] | 1616 |  | 78700 | [12 empty] | 1 | 0 | 1 | 0 | I | I
|  | The contract drawings are as listed on the contents page of the bills of quantities [5.1] ? | [8 empty] | 1616 |  | 78700 | [12 empty] | 1 | 0 | 1 | 0 | I | I
|  | Insert the following where numerous contract drawings are applicable | [8 empty] | 1616 |  | 78700 | [12 empty] | 1 | 0 | 1 | 0 | I | I
|  | ?Contract drawings | [8 empty] | 1616 |  | 78700 | [12 empty] | 1 | 0 | 1 | 0 | I | I
|  | Refer to Annexure ? for a list of the contract drawings [5.1] ? | [8 empty] | 1616 |  | 78700 | [12 empty] | 1 | 0 | 1 | 0 | I | I
|  | Priced document as specification | [8 empty] | 1616 |  | 78700 | [12 empty] | 1 | 0 | 1 | 0 | I | I
|  | Clause 5.3 is deemed to be deleted | [8 empty] | 1616 |  | 78700 | [12 empty] | 1 | 0 | 1 | 0 | I | I
|  | The principal agent shall decide which portion of the priced document may be used as a specification of materials and goods or methods, if any | [8 empty] | 1616 |  | 78700 | [12 empty] | 1 | 0 | 1 | 0 | I | I
|  | User note | [8 empty] | 1616 |  | 78700 | [12 empty] | 1 | 0 | 1 | 0 | I | I
|  | Insert the following where applicable | [8 empty] | 1616 |  | 78700 | [12 empty] | 1 | 0 | 1 | 0 | I | I
|  | ?Electronic issue of drawings | [8 empty] | 1616 |  | 78700 | [12 empty] | 1 | 0 | 1 | 0 | I | I
|  | All drawings for this project will be issued electronically and the contractor shall be deemed to have received such drawings on the date that such drawings have been dispatched electronically [5.5] | [8 empty] | 1616 |  | 78700 | [12 empty] | 1 | 0 | 1 | 0 | I | I
|  | Precedence | [8 empty] | 1616 |  | 78700 | [12 empty] | 1 | 0 | 1 | 0 | I | I
|  | Clause 5.6 is deemed to be deleted. The provisions of the Bill No. 1 (Preliminaries) shall take precedence over any other documents which constitute this agreement [5.6] | Item | 1 |  | 0 |  |  | 1 |  | 1616 |  | 78700 | [12 empty] | 1 | 0 | 1 | 0 | I | I
9 | 8 | Clause 6.0 - Employer's agents | [8 empty] | 1617 |  | 78710 | [12 empty] | 1 | 0 | 1 | 0 | I | I
|  | ? Delegated authority | [8 empty] | 1617 |  | 78710 | [12 empty] | 1 | 0 | 1 | 0 | I | I
|  | The authority of the principal agent to issue contract instructions and perform duties for specific aspects of the works is delegated to agents as follows [7.2]: ? | [8 empty] | 1617 |  | 78710 | [12 empty] | 1 | 0 | 1 | 0 | I | I
|  | User Note | [8 empty] | 1617 |  | 78710 | [12 empty] | 1 | 0 | 1 | 0 | I | I
|  | Add delegated authority as may be required for other relevant consultants not listed hereinafter | [8 empty] | 1617 |  | 78710 | [12 empty] | 1 | 0 | 1 | 0 | I | I
|  | ? 1. Architect | [8 empty] | 1617 |  | 78710 | [12 empty] | 1 | 0 | 1 | 0 | I | I
|  | User Note | [8 empty] | 1617 |  | 78710 | [12 empty] | 1 | 0 | 1 | 0 | I | I
|  | Insert the following but remove where the consultant is not relevant to this agreement. Edit both the duties and the contract instructions of the consultant in keeping with the wishes of the principal agent | [8 empty] | 1617 |  | 78710 | [12 empty] | 1 | 0 | 1 | 0 | I | I
|  | Note that the contract instructions hereinafter are those listed in clause 17.0 of the JBCC PBA | [8 empty] | 1617 |  | 78710 | [12 empty] | 1 | 0 | 1 | 0 | I | I
|  | 1.1 Duties : The architect is responsible for the architectural design, functional design and quality inspection of the works | [8 empty] | 1617 |  | 78710 | [12 empty] | 1 | 0 | 1 | 0 | I | I
|  | 1.2 Contract instructions [17.0] : | [8 empty] | 1617 |  | 78710 | [12 empty] | 1 | 0 | 1 | 0 | I | I
|  | 1.2.1 Rectification of discrepancies, errors in descriptions or omissions in contract documents other than this agreement | [8 empty] | 1617 |  | 78710 | [12 empty] | 1 | 0 | 1 | 0 | I | I
|  | 1.2.2 Alteration to design, standards or quantity of the works provided that such contract instructions shall not substantially change the scope of the works | [8 empty] | 1617 |  | 78710 | [12 empty] | 1 | 0 | 1 | 0 | I | I
|  | 1.2.3 The site [13.2.4] | [8 empty] | 1617 |  | 78710 | [12 empty] | 1 | 0 | 1 | 0 | I | I
|  | 1.2.4 Compliance with the law , regulations and bylaws [2.1] | [8 empty] | 1617 |  | 78710 | [12 empty] | 1 | 0 | 1 | 0 | I | I
|  | 1.2.5 Provision and testing of samples of materials and goods , of finishes and assemblies of elements of the works | [8 empty] | 1617 |  | 78710 | [12 empty] | 1 | 0 | 1 | 0 | I | I
|  | 1.2.6 Opening up of work for inspection, removal or re-execution | [8 empty] | 1617 |  | 78710 | [12 empty] | 1 | 0 | 1 | 0 | I | I
|  | 1.2.7 Removal or re-execution of work | [8 empty] | 1617 |  | 78710 | [12 empty] | 1 | 0 | 1 | 0 | I | I
|  | 1.2.8 Removal or substitution of any materials and goods | [8 empty] | 1617 |  | 78710 | [12 empty] | 1 | 0 | 1 | 0 | I | I
|  | 1.2.9 Protection of the works | [8 empty] | 1617 |  | 78710 | [12 empty] | 1 | 0 | 1 | 0 | I | I
|  | 1.2.10 Making good physical loss and repairing damage to the works [8.0] | [8 empty] | 1617 |  | 78710 | [12 empty] | 1 | 0 | 1 | 0 | I | I
|  | 1.2.11 Rectification of defects [21.2] | [8 empty] | 1617 |  | 78710 | [12 empty] | 1 | 0 | 1 | 0 | I | I
|  | 1.2.12 A list for practical completion specifying outstanding or defective work to be rectified to achieve practical completion and a list for completion and a list for final completion specifying outstanding or defective work to be rectified to achieve final completion | [8 empty] | 1617 |  | 78710 | [12 empty] | 1 | 0 | 1 | 0 | I | I
|  | 1.2.13 Expenditure of budgetary allowances , prime cost amounts and provisional sums | [8 empty] | 1617 |  | 78710 | [12 empty] | 1 | 0 | 1 | 0 | I | I
|  | 1.2.14 Appointment of a subcontractor [14.0; 15.0] | [8 empty] | 1617 |  | 78710 | [12 empty] | 1 | 0 | 1 | 0 | I | I
|  | 1.2.15 Termination of a nominated n/s subcontract agreement [27.2.8] | [8 empty] | 1617 |  | 78710 | [12 empty] | 1 | 0 | 1 | 0 | I | I
|  | 1.2.16 Work by (a) direct contractor (s) [17.0] | [8 empty] | 1617 |  | 78710 | [12 empty] | 1 | 0 | 1 | 0 | I | I
|  | 1.2.17 Access by other or previous contractors to remedy defective work | [8 empty] | 1617 |  | 78710 | [12 empty] | 1 | 0 | 1 | 0 | I | I
|  | 1.2.18 Removal from the site of any person employed on the works | [8 empty] | 1617 |  | 78710 | [12 empty] | 1 | 0 | 1 | 0 | I | I
|  | 1.2.19 Removal from the site of any person not engaged on or connected with the works | [8 empty] | 1617 |  | 78710 | [12 empty] | 1 | 0 | 1 | 0 | I | I
|  | 1.2.20 On termination, protection of the works , removal of construction equipment and surplus materials and goods [29.0] | [8 empty] | 1617 |  | 78710 | [12 empty] | 1 | 0 | 1 | 0 | I | I
|  | ? 2. Quantity surveyor | [8 empty] | 1617 |  | 78710 | [12 empty] | 1 | 0 | 1 | 0 | I | I
|  | User note | [8 empty] | 1617 |  | 78710 | [12 empty] | 1 | 0 | 1 | 0 | I | I
|  | Insert the following but remove where the consultant is not relevant to this agreement. Edit both the duties and the contract instructions of the consultant in keeping with the wishes of the principal agent | [8 empty] | 1617 |  | 78710 | [12 empty] | 1 | 0 | 1 | 0 | I | I
|  | Note that the contract instructions hereinafter are those listed in clause 17.0 of the JBCC PBA | [8 empty] | 1617 |  | 78710 | [12 empty] | 1 | 0 | 1 | 0 | I | I
|  | 2.1 Duties : The quantity surveyor is responsible for all measurements, valuations, financial assessments and all other quantity surveying and cost control functions of the works | [8 empty] | 1617 |  | 78710 | [12 empty] | 1 | 0 | 1 | 0 | I | I
|  | 2.2 Contract instructions [17.0] : | [8 empty] | 1617 |  | 78710 | [12 empty] | 1 | 0 | 1 | 0 | I | I
|  | 2.2.1 Rectification of discrepancies, errors in descriptions or omissions in contract documents other than this agreement | [8 empty] | 1617 |  | 78710 | [12 empty] | 1 | 0 | 1 | 0 | I | I
|  | 2.2.2 Alteration to design, standards or quantity of the works provided that such contract instructions shall not substantially change the scope of the works | [8 empty] | 1617 |  | 78710 | [12 empty] | 1 | 0 | 1 | 0 | I | I
|  | 2.2.3 The site [13.2.4] | [8 empty] | 1617 |  | 78710 | [12 empty] | 1 | 0 | 1 | 0 | I | I
|  | 2.2.4 Compliance with the law , regulations and bylaws [2.1] | [8 empty] | 1617 |  | 78710 | [12 empty] | 1 | 0 | 1 | 0 | I | I
|  | 2.2.5 Provision and testing of samples of materials and goods , of finishes and assemblies of elements of the works | [8 empty] | 1617 |  | 78710 | [12 empty] | 1 | 0 | 1 | 0 | I | I
|  | 2.2.6 Opening up of work for inspection, removal or re-execution | [8 empty] | 1617 |  | 78710 | [12 empty] | 1 | 0 | 1 | 0 | I | I
|  | 2.2.7 Removal or re-execution of work | [8 empty] | 1617 |  | 78710 | [12 empty] | 1 | 0 | 1 | 0 | I | I
|  | 2.2.8 Removal or substitution of any materials and goods | [8 empty] | 1617 |  | 78710 | [12 empty] | 1 | 0 | 1 | 0 | I | I
|  | 2.2.9 Protection of the works | [8 empty] | 1617 |  | 78710 | [12 empty] | 1 | 0 | 1 | 0 | I | I
|  | 2.2.10 Making good physical loss and repairing damage to the works [8.0] | [8 empty] | 1617 |  | 78710 | [12 empty] | 1 | 0 | 1 | 0 | I | I
|  | 2.2.11 Rectification of defects [21.2] | [8 empty] | 1617 |  | 78710 | [12 empty] | 1 | 0 | 1 | 0 | I | I
|  | 2.2.12 A list for practical completion specifying outstanding or defective work to be rectified to achieve practical completion and a list for completion and a list for final completion specifying outstanding or defective work to be rectified to achieve final completion | [8 empty] | 1617 |  | 78710 | [12 empty] | 1 | 0 | 1 | 0 | I | I
|  | 2.2.13 Expenditure of budgetary allowances , prime cost amounts and provisional sums | [8 empty] | 1617 |  | 78710 | [12 empty] | 1 | 0 | 1 | 0 | I | I
|  | 2.2.14 Appointment of a subcontractor [14.0; 15.0] | [8 empty] | 1617 |  | 78710 | [12 empty] | 1 | 0 | 1 | 0 | I | I
|  | 2.2.15 Termination of a nominated n/s subcontract agreement [27.2.8] | [8 empty] | 1617 |  | 78710 | [12 empty] | 1 | 0 | 1 | 0 | I | I
|  | 2.2.16 Work by (a) direct contractor (s) [17.0] | [8 empty] | 1617 |  | 78710 | [12 empty] | 1 | 0 | 1 | 0 | I | I
|  | 2.2.17 Access by other or previous contractors to remedy defective work | [8 empty] | 1617 |  | 78710 | [12 empty] | 1 | 0 | 1 | 0 | I | I
|  | 2.2.18 Removal from the site of any person employed on the works | [8 empty] | 1617 |  | 78710 | [12 empty] | 1 | 0 | 1 | 0 | I | I
|  | 2.2.19 Removal from the site of any person not engaged on or connected with the works | [8 empty] | 1617 |  | 78710 | [12 empty] | 1 | 0 | 1 | 0 | I | I
|  | 2.2.20 On termination, protection of the works , removal of construction equipment and surplus materials and goods [29.0] | [8 empty] | 1617 |  | 78710 | [12 empty] | 1 | 0 | 1 | 0 | I | I
|  | ?3. Civil and structural engineer | [8 empty] | 1617 |  | 78710 | [12 empty] | 1 | 0 | 1 | 0 | I | I
|  | User note | [8 empty] | 1617 |  | 78710 | [12 empty] | 1 | 0 | 1 | 0 | I | I
|  | Insert the following but remove where the consultant is not relevant to this agreement. Edit both the duties and the contract instructions of the consultant in keeping with the wishes of the principal agent | [8 empty] | 1617 |  | 78710 | [12 empty] | 1 | 0 | 1 | 0 | I | I
|  | Note that the contract instructions hereinafter are those listed in clause 17.0 of the JBCC PBA | [8 empty] | 1617 |  | 78710 | [12 empty] | 1 | 0 | 1 | 0 | I | I
|  | 3.1 Duties : The civil and structural engineer is responsible for all measurements, valuations, financial assessments and all other quantity surveying and cost control functions of the works | [8 empty] | 1617 |  | 78710 | [12 empty] | 1 | 0 | 1 | 0 | I | I
|  | 3.2 Contract instructions [17.0] : | [8 empty] | 1617 |  | 78710 | [12 empty] | 1 | 0 | 1 | 0 | I | I
|  | 3.2.1 Rectification of discrepancies, errors in descriptions or omissions in contract documents other than this agreement | [8 empty] | 1617 |  | 78710 | [12 empty] | 1 | 0 | 1 | 0 | I | I
|  | 3.2.2 Alteration to design, standards or quantity of the works provided that such contract instructions shall not substantially change the scope of the works | [8 empty] | 1617 |  | 78710 | [12 empty] | 1 | 0 | 1 | 0 | I | I
|  | 3.2.3 The site [13.2.4] | [8 empty] | 1617 |  | 78710 | [12 empty] | 1 | 0 | 1 | 0 | I | I
|  | 3.2.4 Compliance with the law , regulations and bylaws [2.1] | [8 empty] | 1617 |  | 78710 | [12 empty] | 1 | 0 | 1 | 0 | I | I
|  | 3.2.5 Provision and testing of samples of materials and goods , of finishes and assemblies of elements of the works | [8 empty] | 1617 |  | 78710 | [12 empty] | 1 | 0 | 1 | 0 | I | I
|  | 3.2.6 Opening up of work for inspection, removal or re-execution | [8 empty] | 1617 |  | 78710 | [12 empty] | 1 | 0 | 1 | 0 | I | I
|  | 3.2.7 Removal or re-execution of work | [8 empty] | 1617 |  | 78710 | [12 empty] | 1 | 0 | 1 | 0 | I | I
|  | 3.2.8 Removal or substitution of any materials and goods | [8 empty] | 1617 |  | 78710 | [12 empty] | 1 | 0 | 1 | 0 | I | I
|  | 3.2.9 Protection of the works | [8 empty] | 1617 |  | 78710 | [12 empty] | 1 | 0 | 1 | 0 | I | I
|  | 3.2.10 Making good physical loss and repairing damage to the works [8.0] | [8 empty] | 1617 |  | 78710 | [12 empty] | 1 | 0 | 1 | 0 | I | I
|  | 3.2.11 Rectification of defects [21.2] | [8 empty] | 1617 |  | 78710 | [12 empty] | 1 | 0 | 1 | 0 | I | I
|  | 3.2.12 A list for practical completion specifying outstanding or defective work to be rectified to achieve practical completion and a list for completion and a list for final completion specifying outstanding or defective work to be rectified to achieve final completion | [8 empty] | 1617 |  | 78710 | [12 empty] | 1 | 0 | 1 | 0 | I | I
|  | 3.2.13 Expenditure of budgetary allowances , prime cost amounts and provisional sums | [8 empty] | 1617 |  | 78710 | [12 empty] | 1 | 0 | 1 | 0 | I | I
|  | 3.2.14 Appointment of a subcontractor [14.0; 15.0] | [8 empty] | 1617 |  | 78710 | [12 empty] | 1 | 0 | 1 | 0 | I | I
|  | 3.2.15 Termination of a nominated n/s subcontract agreement [27.2.8] | [8 empty] | 1617 |  | 78710 | [12 empty] | 1 | 0 | 1 | 0 | I | I
|  | 3.2.16 Work by (a) direct contractor (s) [17.0] | [8 empty] | 1617 |  | 78710 | [12 empty] | 1 | 0 | 1 | 0 | I | I
|  | 3.2.17 Access by other or previous contractors to remedy defective work | [8 empty] | 1617 |  | 78710 | [12 empty] | 1 | 0 | 1 | 0 | I | I
|  | 3.2.18 Removal from the site of any person employed on the works | [8 empty] | 1617 |  | 78710 | [12 empty] | 1 | 0 | 1 | 0 | I | I
|  | 3.2.19 Removal from the site of any person not engaged on or connected with the works | [8 empty] | 1617 |  | 78710 | [12 empty] | 1 | 0 | 1 | 0 | I | I
|  | 3.2.20 On termination, protection of the works , removal of construction equipment and surplus materials and goods [29.0] | [8 empty] | 1617 |  | 78710 | [12 empty] | 1 | 0 | 1 | 0 | I | I
|  | ?4. Mechanical engineer | [8 empty] | 1617 |  | 78710 | [12 empty] | 1 | 0 | 1 | 0 | I | I
|  | User note | [8 empty] | 1617 |  | 78710 | [12 empty] | 1 | 0 | 1 | 0 | I | I
|  | Insert the following but remove where the consultant is not relevant to this agreement. Edit both the duties and the contract instructions of the consultant in keeping with the wishes of the principal agent | [8 empty] | 1617 |  | 78710 | [12 empty] | 1 | 0 | 1 | 0 | I | I
|  | Note that the contract instructions hereinafter are those listed in clause 17.0 of the JBCC PBA | [8 empty] | 1617 |  | 78710 | [12 empty] | 1 | 0 | 1 | 0 | I | I
|  | 4.1 Duties : The mechanical engineer is responsible for all measurements, valuations, financial assessments and all other quantity surveying and cost control functions of the works | [8 empty] | 1617 |  | 78710 | [12 empty] | 1 | 0 | 1 | 0 | I | I
|  | 4.2 Contract instructions [17.0] : | [8 empty] | 1617 |  | 78710 | [12 empty] | 1 | 0 | 1 | 0 | I | I
|  | 4.2.1 Rectification of discrepancies, errors in descriptions or omissions in contract documents other than this agreement | [8 empty] | 1617 |  | 78710 | [12 empty] | 1 | 0 | 1 | 0 | I | I
|  | 4.2.2 Alteration to design, standards or quantity of the works provided that such contract instructions shall not substantially change the scope of the works | [8 empty] | 1617 |  | 78710 | [12 empty] | 1 | 0 | 1 | 0 | I | I
|  | 4.2.3 The site [13.2.4] | [8 empty] | 1617 |  | 78710 | [12 empty] | 1 | 0 | 1 | 0 | I | I
|  | 4.2.4 Compliance with the law , regulations and bylaws [2.1] | [8 empty] | 1617 |  | 78710 | [12 empty] | 1 | 0 | 1 | 0 | I | I
|  | 4.2.5 Provision and testing of samples of materials and goods , of finishes and assemblies of elements of the works | [8 empty] | 1617 |  | 78710 | [12 empty] | 1 | 0 | 1 | 0 | I | I
|  | 4.2.6 Opening up of work for inspection, removal or re-execution | [8 empty] | 1617 |  | 78710 | [12 empty] | 1 | 0 | 1 | 0 | I | I
|  | 4.2.7 Removal or re-execution of work | [8 empty] | 1617 |  | 78710 | [12 empty] | 1 | 0 | 1 | 0 | I | I
|  | 4.2.8 Removal or substitution of any materials and goods | [8 empty] | 1617 |  | 78710 | [12 empty] | 1 | 0 | 1 | 0 | I | I
|  | 4.2.9 Protection of the works | [8 empty] | 1617 |  | 78710 | [12 empty] | 1 | 0 | 1 | 0 | I | I
|  | 4.2.10 Making good physical loss and repairing damage to the works [8.0] | [8 empty] | 1617 |  | 78710 | [12 empty] | 1 | 0 | 1 | 0 | I | I
|  | 4.2.11 Rectification of defects [21.2] | [8 empty] | 1617 |  | 78710 | [12 empty] | 1 | 0 | 1 | 0 | I | I
|  | 4.2.12 A list for practical completion specifying outstanding or defective work to be rectified to achieve practical completion and a list for completion and a list for final completion specifying outstanding or defective work to be rectified to achieve final completion | [8 empty] | 1617 |  | 78710 | [12 empty] | 1 | 0 | 1 | 0 | I | I
|  | 4.2.13 Expenditure of budgetary allowances , prime cost amounts and provisional sums | [8 empty] | 1617 |  | 78710 | [12 empty] | 1 | 0 | 1 | 0 | I | I
|  | 4.2.14 Appointment of a subcontractor [14.0; 15.0] | [8 empty] | 1617 |  | 78710 | [12 empty] | 1 | 0 | 1 | 0 | I | I
|  | 4.2.15 Termination of a nominated n/s subcontract agreement [27.2.8] | [8 empty] | 1617 |  | 78710 | [12 empty] | 1 | 0 | 1 | 0 | I | I
|  | 4.2.16 Work by (a) direct contractor (s) [17.0] | [8 empty] | 1617 |  | 78710 | [12 empty] | 1 | 0 | 1 | 0 | I | I
|  | 4.2.17 Access by other or previous contractors to remedy defective work | [8 empty] | 1617 |  | 78710 | [12 empty] | 1 | 0 | 1 | 0 | I | I
|  | 4.2.18 Removal from the site of any person employed on the works | [8 empty] | 1617 |  | 78710 | [12 empty] | 1 | 0 | 1 | 0 | I | I
|  | 4.2.19 Removal from the site of any person not engaged on or connected with the works | [8 empty] | 1617 |  | 78710 | [12 empty] | 1 | 0 | 1 | 0 | I | I
|  | 4.2.20 On termination, protection of the works , removal of construction equipment and surplus materials and goods [29.0] | [8 empty] | 1617 |  | 78710 | [12 empty] | 1 | 0 | 1 | 0 | I | I
|  | ?5. Electrical engineer | [8 empty] | 1617 |  | 78710 | [12 empty] | 1 | 0 | 1 | 0 | I | I
|  | User note | [8 empty] | 1617 |  | 78710 | [12 empty] | 1 | 0 | 1 | 0 | I | I
|  | Insert the following but remove where the consultant is not relevant to this agreement. Edit both the duties and the contract instructions of the consultant in keeping with the wishes of the principal agent | [8 empty] | 1617 |  | 78710 | [12 empty] | 1 | 0 | 1 | 0 | I | I
|  | Note that the contract instructions hereinafter are those listed in clause 17.0 of the JBCC PBA | [8 empty] | 1617 |  | 78710 | [12 empty] | 1 | 0 | 1 | 0 | I | I
|  | 5.1 Duties : The electrical engineer is responsible for all measurements, valuations, financial assessments and all other quantity surveying and cost control functions of the works | [8 empty] | 1617 |  | 78710 | [12 empty] | 1 | 0 | 1 | 0 | I | I
|  | 5.2 Contract instructions [17.0] : | [8 empty] | 1617 |  | 78710 | [12 empty] | 1 | 0 | 1 | 0 | I | I
|  | 5.2.1 Rectification of discrepancies, errors in descriptions or omissions in contract documents other than this agreement | [8 empty] | 1617 |  | 78710 | [12 empty] | 1 | 0 | 1 | 0 | I | I
|  | 5.2.2 Alteration to design, standards or quantity of the works provided that such contract instructions shall not substantially change the scope of the works | [8 empty] | 1617 |  | 78710 | [12 empty] | 1 | 0 | 1 | 0 | I | I
|  | 5.2.3 The site [13.2.4] | [8 empty] | 1617 |  | 78710 | [12 empty] | 1 | 0 | 1 | 0 | I | I
|  | 5.2.4 Compliance with the law , regulations and bylaws [2.1] | [8 empty] | 1617 |  | 78710 | [12 empty] | 1 | 0 | 1 | 0 | I | I
|  | 5.2.5 Provision and testing of samples of materials and goods , of finishes and assemblies of elements of the works | [8 empty] | 1617 |  | 78710 | [12 empty] | 1 | 0 | 1 | 0 | I | I
|  | 5.2.6 Opening up of work for inspection, removal or re-execution | [8 empty] | 1617 |  | 78710 | [12 empty] | 1 | 0 | 1 | 0 | I | I
|  | 5.2.7 Removal or re-execution of work | [8 empty] | 1617 |  | 78710 | [12 empty] | 1 | 0 | 1 | 0 | I | I
|  | 5.2.8 Removal or substitution of any materials and goods | [8 empty] | 1617 |  | 78710 | [12 empty] | 1 | 0 | 1 | 0 | I | I
|  | 5.2.9 Protection of the works | [8 empty] | 1617 |  | 78710 | [12 empty] | 1 | 0 | 1 | 0 | I | I
|  | 5.2.10 Making good physical loss and repairing damage to the works [8.0] | [8 empty] | 1617 |  | 78710 | [12 empty] | 1 | 0 | 1 | 0 | I | I
|  | 5.2.11 Rectification of defects [21.2] | [8 empty] | 1617 |  | 78710 | [12 empty] | 1 | 0 | 1 | 0 | I | I
|  | 5.2.12 A list for practical completion specifying outstanding or defective work to be rectified to achieve practical completion and a list for completion and a list for final completion specifying outstanding or defective work to be rectified to achieve final completion | [8 empty] | 1617 |  | 78710 | [12 empty] | 1 | 0 | 1 | 0 | I | I
|  | 5.2.13 Expenditure of budgetary allowances , prime cost amounts and provisional sums | [8 empty] | 1617 |  | 78710 | [12 empty] | 1 | 0 | 1 | 0 | I | I
|  | 5.2.14 Appointment of a subcontractor [14.0; 15.0] | [8 empty] | 1617 |  | 78710 | [12 empty] | 1 | 0 | 1 | 0 | I | I
|  | 5.2.15 Termination of a nominated n/s subcontract agreement [27.2.8] | [8 empty] | 1617 |  | 78710 | [12 empty] | 1 | 0 | 1 | 0 | I | I
|  | 5.2.16 Work by (a) direct contractor (s) [17.0] | [8 empty] | 1617 |  | 78710 | [12 empty] | 1 | 0 | 1 | 0 | I | I
|  | 5.2.17 Access by other or previous contractors to remedy defective work | [8 empty] | 1617 |  | 78710 | [12 empty] | 1 | 0 | 1 | 0 | I | I
|  | 5.2.18 Removal from the site of any person employed on the works | [8 empty] | 1617 |  | 78710 | [12 empty] | 1 | 0 | 1 | 0 | I | I
|  | 5.2.19 Removal from the site of any person not engaged on or connected with the works | [8 empty] | 1617 |  | 78710 | [12 empty] | 1 | 0 | 1 | 0 | I | I
|  | 5.2.20 On termination, protection of the works , removal of construction equipment and surplus materials and goods [29.0] | [8 empty] | 1617 |  | 78710 | [12 empty] | 1 | 0 | 1 | 0 | I | I
|  | ?7. Wet Services engineer | [8 empty] | 1617 |  | 78710 | [12 empty] | 1 | 0 | 1 | 0 | I | I
|  | User note | [8 empty] | 1617 |  | 78710 | [12 empty] | 1 | 0 | 1 | 0 | I | I
|  | Insert the following but remove where the consultant is not relevant to this agreement. Edit both the duties and the contract instructions of the consultant in keeping with the wishes of the principal agent | [8 empty] | 1617 |  | 78710 | [12 empty] | 1 | 0 | 1 | 0 | I | I
|  | Note that the contract instructions hereinafter are those listed in clause 17.0 of the JBCC PBA | [8 empty] | 1617 |  | 78710 | [12 empty] | 1 | 0 | 1 | 0 | I | I
|  | 7.1 Duties : The electrical engineer is responsible for all measurements, valuations, financial assessments and all other quantity surveying and cost control functions of the works | [8 empty] | 1617 |  | 78710 | [12 empty] | 1 | 0 | 1 | 0 | I | I
|  | 7.2 Contract instructions [17.0] : | [8 empty] | 1617 |  | 78710 | [12 empty] | 1 | 0 | 1 | 0 | I | I
|  | 7.2.1 Rectification of discrepancies, errors in descriptions or omissions in contract documents other than this agreement | [8 empty] | 1617 |  | 78710 | [12 empty] | 1 | 0 | 1 | 0 | I | I
|  | 7.2.2 Alteration to design, standards or quantity of the works provided that such contract instructions shall not substantially change the scope of the works | [8 empty] | 1617 |  | 78710 | [12 empty] | 1 | 0 | 1 | 0 | I | I
|  | 7.2.3 The site [13.2.4] | [8 empty] | 1617 |  | 78710 | [12 empty] | 1 | 0 | 1 | 0 | I | I
|  | 7.2.4 Compliance with the law , regulations and bylaws [2.1] | [8 empty] | 1617 |  | 78710 | [12 empty] | 1 | 0 | 1 | 0 | I | I
|  | 7.2.5 Provision and testing of samples of materials and goods , of finishes and assemblies of elements of the works | [8 empty] | 1617 |  | 78710 | [12 empty] | 1 | 0 | 1 | 0 | I | I
|  | 7.2.6 Opening up of work for inspection, removal or re-execution | [8 empty] | 1617 |  | 78710 | [12 empty] | 1 | 0 | 1 | 0 | I | I
|  | 7.2.7 Removal or re-execution of work | [8 empty] | 1617 |  | 78710 | [12 empty] | 1 | 0 | 1 | 0 | I | I
|  | 7.2.8 Removal or substitution of any materials and goods | [8 empty] | 1617 |  | 78710 | [12 empty] | 1 | 0 | 1 | 0 | I | I
|  | 7.2.9 Protection of the works | [8 empty] | 1617 |  | 78710 | [12 empty] | 1 | 0 | 1 | 0 | I | I
|  | 7.2.10 Making good physical loss and repairing damage to the works [8.0] | [8 empty] | 1617 |  | 78710 | [12 empty] | 1 | 0 | 1 | 0 | I | I
|  | 7.2.11 Rectification of defects [21.2] | [8 empty] | 1617 |  | 78710 | [12 empty] | 1 | 0 | 1 | 0 | I | I
|  | 7.2.12 A list for practical completion specifying outstanding or defective work to be rectified to achieve practical completion and a list for completion and a list for final completion specifying outstanding or defective work to be rectified to achieve final completion | [8 empty] | 1617 |  | 78710 | [12 empty] | 1 | 0 | 1 | 0 | I | I
|  | 7.2.13 Expenditure of budgetary allowances , prime cost amounts and provisional sums | [8 empty] | 1617 |  | 78710 | [12 empty] | 1 | 0 | 1 | 0 | I | I
|  | 7.2.14 Appointment of a subcontractor [14.0; 15.0] | [8 empty] | 1617 |  | 78710 | [12 empty] | 1 | 0 | 1 | 0 | I | I
|  | 7.2.15 Termination of a nominated n/s subcontract agreement [27.2.8] | [8 empty] | 1617 |  | 78710 | [12 empty] | 1 | 0 | 1 | 0 | I | I
|  | 7.2.16 Work by (a) direct contractor (s) [17.0] | [8 empty] | 1617 |  | 78710 | [12 empty] | 1 | 0 | 1 | 0 | I | I
|  | 7.2.17 Access by other or previous contractors to remedy defective work | [8 empty] | 1617 |  | 78710 | [12 empty] | 1 | 0 | 1 | 0 | I | I
|  | 7.2.18 Removal from the site of any person employed on the works | [8 empty] | 1617 |  | 78710 | [12 empty] | 1 | 0 | 1 | 0 | I | I
|  | 7.2.19 Removal from the site of any person not engaged on or connected with the works | [8 empty] | 1617 |  | 78710 | [12 empty] | 1 | 0 | 1 | 0 | I | I
|  | 7.2.20 On termination, protection of the works, removal of construction equipment and surplus materials and goods [29.0] | [8 empty] | 1617 |  | 78710 | [12 empty] | 1 | 0 | 1 | 0 | I | I
|  | ?8. Health and safety consultant | [8 empty] | 1617 |  | 78710 | [12 empty] | 1 | 0 | 1 | 0 | I | I
|  | User note | [8 empty] | 1617 |  | 78710 | [12 empty] | 1 | 0 | 1 | 0 | I | I
|  | Insert the following but remove where the consultant is not relevant to this agreement. Edit both the duties and the contract instructions of the consultant in keeping with the wishes of the principal agent | [8 empty] | 1617 |  | 78710 | [12 empty] | 1 | 0 | 1 | 0 | I | I
|  | Note that the contract instructions hereinafter are those listed in clause 17.0 of the JBCC PBA | [8 empty] | 1617 |  | 78710 | [12 empty] | 1 | 0 | 1 | 0 | I | I
|  | 8.1 Duties : The health and safety consultant is responsible for all aspects of health and safety of the works. | [8 empty] | 1617 |  | 78710 | [12 empty] | 1 | 0 | 1 | 0 | I | I
|  | Without derogating from the generality thereof, the health and safety consultant will perform the following specific functions | [8 empty] | 1617 |  | 78710 | [12 empty] | 1 | 0 | 1 | 0 | I | I
|  | 8.1.1 Act as the employer's agent in terms of Construction Regulations issued in terms of the Occupational Health and Safety Act,1993 | [8 empty] | 1617 |  | 78710 | [12 empty] | 1 | 0 | 1 | 0 | I | I
|  | 8.1.2 Prepare and update the health and safety specification for the works | [8 empty] | 1617 |  | 78710 | [12 empty] | 1 | 0 | 1 | 0 | I | I
|  | 8.1.3 Agree with the contractor the health and safety plan for the works | [8 empty] | 1617 |  | 78710 | [12 empty] | 1 | 0 | 1 | 0 | I | I
|  | 8.1.4 Carry out regular audits to ensure adherence to the safety plan and compliance with the Act and Regulations | [8 empty] | 1617 |  | 78710 | [12 empty] | 1 | 0 | 1 | 0 | I | I
|  | 8.1.5 Stop the execution of the works where the agreed specification or plan is not adhered to | Item | 1 |  | 0 |  |  | 1 |  | 1617 |  | 78710 | [12 empty] | 1 | 0 | 1 | 0 | I | I
18 | 9 | Clause 7.0 - Design responsibility | Item | 1 |  | 0 |  |  | 1 |  | 1618 |  | 78720 | [12 empty] | 1 | 0 | 1 | 0 | I | I
18 |  | Insurance and security (A8 - A11) | [8 empty] | 1619 |  | 78730 | [12 empty] | 1 | 0 | 1 | 0 | S | 0
18 | 10 | Clause 8.0 - Works risk | Item | 1 |  | 0 |  |  | 1 |  | 1621 |  | 78740 | [12 empty] | 1 | 0 | 1 | 0 | I | I
18 | 11 | Clause 9.0 - Indemnities | Item | 1 |  | 0 |  |  | 1 |  | 1622 |  | 78750 | [12 empty] | 1 | 0 | 1 | 0 | I | I
18 | 12 | Clause 10.0 - Insurances | Item | 1 |  | 0 |  |  | 1 |  | 1623 |  | 78760 | [12 empty] | 1 | 0 | 1 | 0 | I | I
18 | 13 | Clause 11.0 - Security | [8 empty] | 1624 |  | 78770 | [12 empty] | 1 | 0 | 1 | 0 | I | I
|  | User note | [8 empty] | 1624 |  | 78770 | [12 empty] | 1 | 0 | 1 | 0 | I | I
|  | If it is deemed advisable, the EXTENT of any security for payment may be stated as follows: | [8 empty] | 1624 |  | 78770 | [12 empty] | 1 | 0 | 1 | 0 | I | I
|  | ?Security for payment | [8 empty] | 1624 |  | 78770 | [12 empty] | 1 | 0 | 1 | 0 | I | I
|  | The employer shall provide to the contractor security for payment in the amount of ? ............................................... ................... Rand (R ............................) ? [11.4.1, 11.10] ? | [8 empty] | 1624 |  | 78770 | [12 empty] | 1 | 0 | 1 | 0 | I | I
|  | User note | [8 empty] | 1624 |  | 78770 | [12 empty] | 1 | 0 | 1 | 0 | I | I
|  | Where it is expected of the contractor to waive his lien in terms of clause 11.10, the waiver of lien may be extended to subcontracts as follows: | [8 empty] | 1624 |  | 78770 | [12 empty] | 1 | 0 | 1 | 0 | I | I
|  | ? Extension of waiver of lien | [8 empty] | 1624 |  | 78770 | [12 empty] | 1 | 0 | 1 | 0 | I | I
|  | The contractor shall ensure that a waiver of lien is included in all subcontracts and that the works executed on the site are kept free of all liens and other encumbrances at all times [11.10] ? | [8 empty] | 1624 |  | 78770 | [12 empty] | 1 | 0 | 1 | 0 | I | I
|  | Errata by JBCC | [8 empty] | 1624 |  | 78770 | [12 empty] | 1 | 0 | 1 | 0 | I | I
|  | Clause 11.5 | [8 empty] | 1624 |  | 78770 | [12 empty] | 1 | 0 | 1 | 0 | I | I
|  | Replace "ten (10)" with "five (5)" | Item | 1 |  | 0 |  |  | 1 |  | 1624 |  | 78770 | [12 empty] | 1 | 0 | 1 | 0 | I | I
19 |  | Execution (A12 - A17) | [8 empty] | 1625 |  | 78780 | [12 empty] | 1 | 0 | 1 | 0 | S | 0
19 | 14 | Clause 12.0 - Duties of the parties | [8 empty] | 1627 |  | 78790 | [12 empty] | 1 | 0 | 1 | 0 | I | I
|  | Provisions of clauses 12.1.2 to 12.1.6 and 12.2.18 | [8 empty] | 1627 |  | 78790 | [12 empty] | 1 | 0 | 1 | 0 | I | I
|  | Refer to the contract data, the Preliminaries document and "Section B : Preliminaries" of this Bill No. 1 with reference to the provisions of clauses 12.1.2 to 12.1.6 and 12.2.18 of the JBCC Principal Building Agreement | [8 empty] | 1627 |  | 78790 | [12 empty] | 1 | 0 | 1 | 0 | I | I
|  | ? Office accommodation | [8 empty] | 1627 |  | 78790 | [12 empty] | 1 | 0 | 1 | 0 | I | I
|  | The contractor shall provide, maintain and remove on practical completion air conditioned office accommodation with suitable tables and chairs for meetings to be held on the site. Such offices shall be kept clean and fit for use at all times [12.2.18] ? | [8 empty] | 1627 |  | 78790 | [12 empty] | 1 | 0 | 1 | 0 | I | I
|  | ? Notice board | [8 empty] | 1627 |  | 78790 | [12 empty] | 1 | 0 | 1 | 0 | I | I
|  | The contractor shall erect in a position approved by the principal agent, maintain and remove on practical completion a notice board recommended by the South African Institute of Architects and as approved by the principal agent listing the names and logos of the employer, the contractor, and the professional consultants. No subcontractor or supplier notice boards may be erected unless permission is granted by the principal agent for such notice boards to be erected [12.2.18] ? | [8 empty] | 1627 |  | 78790 | [12 empty] | 1 | 0 | 1 | 0 | I | I
|  | User note | [8 empty] | 1627 |  | 78790 | [12 empty] | 1 | 0 | 1 | 0 | I | I
|  | Clause 12.1.5 requires the employer to identify access to water, sewer, stormwater and/or electricity connections to the site. | [8 empty] | 1627 |  | 78790 | [12 empty] | 1 | 0 | 1 | 0 | I | I
|  | Should such information be available then it is to be stated here or in the contract data in detail with a suitable heading in bold. | [8 empty] | 1627 |  | 78790 | [12 empty] | 1 | 0 | 1 | 0 | I | I
|  | Reference as [12.1.5]. The user should, however, note that clauses 8.1 and 8.2 of the Preliminaries state that the employer | [8 empty] | 1627 |  | 78790 | [12 empty] | 1 | 0 | 1 | 0 | I | I
|  | does not warrant that any water or electricity supplies that may exist are adequate for the proper execution of the works. Any | [8 empty] | 1627 |  | 78790 | [12 empty] | 1 | 0 | 1 | 0 | I | I
|  | ambiguity in this respect is to be dealt with | [8 empty] | 1627 |  | 78790 | [12 empty] | 1 | 0 | 1 | 0 | I | I
|  | Should access to water, sewer, stormwater and/or electricity connections not be identifiable due to such information not being available or the specific requirements of the contractor cannot be determined, then the following clause may be considered in which event a qualified tender may be expected | [8 empty] | 1627 |  | 78790 | [12 empty] | 1 | 0 | 1 | 0 | I | I
|  | ? Access to water, sewer, stormwater and electricity connections | [8 empty] | 1627 |  | 78790 | [12 empty] | 1 | 0 | 1 | 0 | I | I
|  | The employer is not in a position to identify access to water, sewer, stormwater and/or electricity connections to the site as may be suitable for the execution of the works. The contractor is to allow what he considers to be required and is to qualify his tender in detail in this regard, failing which it shall be taken that the contractor has allowed what will be required for the execution of the works. In such case no claims for additional cost or loss shall be entertained [12.1.5] ? | [8 empty] | 1627 |  | 78790 | [12 empty] | 1 | 0 | 1 | 0 | I | I
|  | Statutory and other notices | [8 empty] | 1627 |  | 78790 | [12 empty] | 1 | 0 | 1 | 0 | I | I
|  | User note | [8 empty] | 1627 |  | 78790 | [12 empty] | 1 | 0 | 1 | 0 | I | I
|  | Statutory and other notices which the contractor must submit and/or comply with before possession of the site can be given are to be stated here or in the contract data. Reference [12.1.6] | [8 empty] | 1627 |  | 78790 | [12 empty] | 1 | 0 | 1 | 0 | I | I
|  | If specific information is not available then the user may consider a clause along the following lines | [8 empty] | 1627 |  | 78790 | [12 empty] | 1 | 0 | 1 | 0 | I | I
|  | ? The contractor shall submit and/or comply with all statutory and other notices that may be required by any local or other authority in order not to cause any delay to the commencement of the works by the contractor. The contractor shall pay all deposits or fees in this regard [12.1.6] | [8 empty] | 1627 |  | 78790 | [12 empty] | 1 | 0 | 1 | 0 | I | I
|  | It is, however, specifically recorded that the employer shall be responsible for the timeous approval of building plans by any local or other authorities and the payment of any fees or charges related thereto ? | [8 empty] | 1627 |  | 78790 | [12 empty] | 1 | 0 | 1 | 0 | I | I
|  | Errata by JBCC | [8 empty] | 1627 |  | 78790 | [12 empty] | 1 | 0 | 1 | 0 | I | I
|  | Clause 12.2.17 Omit the words "[CD] within ten (10) working days" | Item | 1 |  | 0 |  |  | 1 |  | 1627 |  | 78790 | [12 empty] | 1 | 0 | 1 | 0 | I | I
20 | 15 | Clause 13.0 - Setting out | Item | 1 |  | 0 |  |  | 1 |  | 1628 |  | 78800 | [12 empty] | 1 | 0 | 1 | 0 | I | I
20 | 16 | Clause 14.0 - Nominated subcontractors | [8 empty] | 1629 |  | 78810 | [12 empty] | 1 | 0 | 1 | 0 | I | I
|  | Errata by JBCC | [8 empty] | 1629 |  | 78810 | [12 empty] | 1 | 0 | 1 | 0 | I | I
|  | Clause 14.1.4 Reference should read "[17.1.14]" | [8 empty] | 1629 |  | 78810 | [12 empty] | 1 | 0 | 1 | 0 | I | I
|  | Clause 14.6 Reference should read "[17.1.15; 27.1.8]" | [8 empty] | 1629 |  | 78810 | [12 empty] | 1 | 0 | 1 | 0 | I | I
|  | Clause 14.7.2 Reference should read "[27.1.8]" | [8 empty] | 1629 |  | 78810 | [12 empty] | 1 | 0 | 1 | 0 | I | I
|  | Clause 14.7.3 Reference should read "[27.2.8]" | Item | 1 |  | 0 |  |  | 1 |  | 1629 |  | 78810 | [12 empty] | 1 | 0 | 1 | 0 | I | I
21 | 17 | Clause 15.0 - Selected subcontractors | [8 empty] | 1630 |  | 78820 | [12 empty] | 1 | 0 | 1 | 0 | I | I
|  | Errata by JBCC | [8 empty] | 1630 |  | 78820 | [12 empty] | 1 | 0 | 1 | 0 | I | I
|  | Clause 15.2 Reference should read "[17.1.14]" | [8 empty] | 1630 |  | 78820 | [12 empty] | 1 | 0 | 1 | 0 | I | I
|  | Clause 15.7.2 Reference should read "[27.1.8]" | [8 empty] | 1630 |  | 78820 | [12 empty] | 1 | 0 | 1 | 0 | I | I
|  | Clause 15.7.3 Reference should read "[27.2.8]" | Item | 1 |  | 0 |  |  | 1 |  | 1630 |  | 78820 | [12 empty] | 1 | 0 | 1 | 0 | I | I
21 | 18 | Clause 16.0 - Direct contractors | [8 empty] | 1631 |  | 78830 | [12 empty] | 1 | 0 | 1 | 0 | I | I
|  | Attendance on direct contractors | [8 empty] | 1631 |  | 78830 | [12 empty] | 1 | 0 | 1 | 0 | I | I
|  | In respect of direct contractors the contractor shall: | [8 empty] | 1631 |  | 78830 | [12 empty] | 1 | 0 | 1 | 0 | I | I
|  | 1. Designate an area for the direct contractor to establish a temporary office and workshop and storage of equipment and materials | [8 empty] | 1631 |  | 78830 | [12 empty] | 1 | 0 | 1 | 0 | I | I
|  | 2. Allow the use of personnel welfare facilities, where provided | [8 empty] | 1631 |  | 78830 | [12 empty] | 1 | 0 | 1 | 0 | I | I
|  | 3. Provide water, lighting and single phase electric power to a position within 50m of the place where the direct contract work is to be carried out, other than fuel or power for commissioning of any installation | [8 empty] | 1631 |  | 78830 | [12 empty] | 1 | 0 | 1 | 0 | I | I
|  | 4. Permit the direct contractor to use erected scaffolding, hoisting facilities, etc provided by the contractor , in common with others having the like right while it remains erected on the site [16.1] | [8 empty] | 1631 |  | 78830 | [12 empty] | 1 | 0 | 1 | 0 | I | I
|  | Errata by JBCC | [8 empty] | 1631 |  | 78830 | [12 empty] | 1 | 0 | 1 | 0 | I | I
|  | Clause 16.1.3 Reference should read "[26.5]" | Item | 1 |  | 0 |  |  | 1 |  | 1631 |  | 78830 | [12 empty] | 1 | 0 | 1 | 0 | I | I
21 | 19 | Clause 17.0 - Contract instructions | [8 empty] | 1632 |  | 78840 | [12 empty] | 1 | 0 | 1 | 0 | I | I
|  | ? Site instructions | [8 empty] | 1632 |  | 78840 | [12 empty] | 1 | 0 | 1 | 0 | I | I
|  | Instructions issued on site are to be recorded in a site instruction book which is to be supplied and maintained on site by the contractor ? | [8 empty] | 1632 |  | 78840 | [12 empty] | 1 | 0 | 1 | 0 | I | I
|  | Errata by JBCC | [8 empty] | 1632 |  | 78840 | [12 empty] | 1 | 0 | 1 | 0 | I | I
|  | Clause 17.1.3 Reference should read "[13.2.4]" | Item | 1 |  | 0 |  |  | 1 |  | 1632 |  | 78840 | [12 empty] | 1 | 0 | 1 | 0 | I | I
21 |  | Completion (A18 - A24) | [8 empty] | 1633 |  | 78850 | [12 empty] | 1 | 0 | 1 | 0 | S | 0
21 | 20 | Clause 18.0 - Interim completion | Item | 1 |  | 0 |  |  | 1 |  | 1635 |  | 78860 | [12 empty] | 1 | 0 | 1 | 0 | I | I
21 | 21 | Clause 19.0 - Practical completion | [8 empty] | 1636 |  | 78870 | [12 empty] | 1 | 0 | 1 | 0 | I | I
|  | User note | [8 empty] | 1636 |  | 78870 | [12 empty] | 1 | 0 | 1 | 0 | I | I
|  | List with a suitable heading in bold any special requirements for practical completion here. Reference as [19.3.1] | Item | 1 |  | 0 |  |  | 1 |  | 1636 |  | 78870 | [12 empty] | 1 | 0 | 1 | 0 | I | I
22 | 22 | Clause 20.0 - Sectional completion | [8 empty] | 1637 |  | 78880 | [12 empty] | 1 | 0 | 1 | 0 | I | I
|  | User note | [8 empty] | 1637 |  | 78880 | [12 empty] | 1 | 0 | 1 | 0 | I | I
|  | If sectional completion is applicable, then a clause with a suitable heading in bold should be inserted, or drawing(s) annexed, to define the various sections. Reference as [20.1] | [8 empty] | 1637 |  | 78880 | [12 empty] | 1 | 0 | 1 | 0 | I | I
|  | Errata by JBCC | [8 empty] | 1637 |  | 78880 | [12 empty] | 1 | 0 | 1 | 0 | I | I
|  | Clause 20.2.2 Reference should read "[21.6.2]" | Item | 1 |  | 0 |  |  | 1 |  | 1637 |  | 78880 | [12 empty] | 1 | 0 | 1 | 0 | I | I
22 | 23 | Clause 21.0 - Defects liability period and final completion | [8 empty] | 1638 |  | 78890 | [12 empty] | 1 | 0 | 1 | 0 | I | I
|  | Errata by JBCC | [8 empty] | 1638 |  | 78890 | [12 empty] | 1 | 0 | 1 | 0 | I | I
|  | Clause 21.1 Delete the word "final" in the second last line | [8 empty] | 1638 |  | 78890 | [12 empty] | 1 | 0 | 1 | 0 | I | I
|  | Reference should read "[21.6.1]" | [8 empty] | 1638 |  | 78890 | [12 empty] | 1 | 0 | 1 | 0 | I | I
|  | Clause 21.9 Reference should read "[21.4 ; 21.6.1]" | Item | 1 |  | 0 |  |  | 1 |  | 1638 |  | 78890 | [12 empty] | 1 | 0 | 1 | 0 | I | I
22 | 24 | Clause 22.0 - Latent defects liability period | Item | 1 |  | 0 |  |  | 1 |  | 1639 |  | 78900 | [12 empty] | 1 | 0 | 1 | 0 | I | I
22 | 25 | Clause 23.0 - Revision of date for practical completion | [8 empty] | 1640 |  | 78910 | [12 empty] | 1 | 0 | 1 | 0 | I | I
|  | Substitution of materials and goods | [8 empty] | 1640 |  | 78910 | [12 empty] | 1 | 0 | 1 | 0 | I | I
|  | The removal or substitution of any materials and goods which do not conform to the specification or the contract drawings shall not constitute grounds for the extension of the construction period nor for the adjustment of the contract value [17.1.8, 23.1 & 2] | [8 empty] | 1640 |  | 78910 | [12 empty] | 1 | 0 | 1 | 0 | I | I
|  | Errata by JBCC | [8 empty] | 1640 |  | 78910 | [12 empty] | 1 | 0 | 1 | 0 | I | I
|  | Clause 23.2 Reference should read "[26.7]" | [8 empty] | 1640 |  | 78910 | [12 empty] | 1 | 0 | 1 | 0 | I | I
|  | Clause 23.2.1 Reference should read "[12.1.7]" | Item | 1 |  | 0 |  |  | 1 |  | 1640 |  | 78910 | [12 empty] | 1 | 0 | 1 | 0 | I | I
22 | 26 | Clause 24.0 - Penalty for late or non-completion | Item | 1 |  | 0 |  |  | 1 |  | 1641 |  | 78920 | [12 empty] | 1 | 0 | 1 | 0 | I | I
22 |  | Payment (A25 - A27) | [8 empty] | 1642 |  | 78930 | [12 empty] | 1 | 0 | 1 | 0 | S | 0
22 | 27 | Clause 25.0 - Payment | [8 empty] | 1644 |  | 78940 | [12 empty] | 1 | 0 | 1 | 0 | I | I
|  | Materials and goods prematurely on site | [8 empty] | 1644 |  | 78940 | [12 empty] | 1 | 0 | 1 | 0 | I | I
|  | Materials and goods brought onto the site prematurely shall not be authorised for payment [25.3.2] | [8 empty] | 1644 |  | 78940 | [12 empty] | 1 | 0 | 1 | 0 | I | I
|  | User note | [8 empty] | 1644 |  | 78940 | [12 empty] | 1 | 0 | 1 | 0 | I | I
|  | Insert ONE of the following two clauses | [8 empty] | 1644 |  | 78940 | [12 empty] | 1 | 0 | 1 | 0 | I | I
|  | ? Materials and goods stored off site | [8 empty] | 1644 |  | 78940 | [12 empty] | 1 | 0 | 1 | 0 | I | I
|  | Materials and goods stored off site shall not be authorised for payment [25.3.2] ? | [8 empty] | 1644 |  | 78940 | [12 empty] | 1 | 0 | 1 | 0 | I | I
|  | ? Materials and goods stored off site | [8 empty] | 1644 |  | 78940 | [12 empty] | 1 | 0 | 1 | 0 | I | I
|  | Materials and goods stored off site shall be authorised for payment subject to a guarantee for advance payment being provided to the employer [25.3.2] ? | [8 empty] | 1644 |  | 78940 | [12 empty] | 1 | 0 | 1 | 0 | I | I
|  | ? Fluctuations in costs | [8 empty] | 1644 |  | 78940 | [12 empty] | 1 | 0 | 1 | 0 | I | I
|  | All fluctuations in costs, with the exception of fluctuations in the rate of Value Added Tax, shall be for the account of the contractor [25.3.4] ? | [8 empty] | 1644 |  | 78940 | [12 empty] | 1 | 0 | 1 | 0 | I | I
|  | Prices submitted | [8 empty] | 1644 |  | 78940 | [12 empty] | 1 | 0 | 1 | 0 | I | I
|  | Where prices are submitted by the contractor or subcontractor during the progress of the works in respect of contract instructions or in regard to a claim under the terms of this agreement and notwithstanding the fact that such prices | [8 empty] | 1644 |  | 78940 | [12 empty] | 1 | 0 | 1 | 0 | I | I
|  | may be used in an interim payment certificate, there is to be no presumption of acceptance. Should the principal agent wish to accept any such prices prior to the issue of the certificate of final completion, it shall be in writing | [8 empty] | 1644 |  | 78940 | [12 empty] | 1 | 0 | 1 | 0 | I | I
|  | Errata by JBCC | [8 empty] | 1644 |  | 78940 | [12 empty] | 1 | 0 | 1 | 0 | I | I
|  | Clause 25.2 The word : "final" in bold in the second line | [8 empty] | 1644 |  | 78940 | [12 empty] | 1 | 0 | 1 | 0 | I | I
|  | Clause 25.10.3 Reference should read "[25.13 ; 26.10]" | [8 empty] | 1644 |  | 78940 | [12 empty] | 1 | 0 | 1 | 0 | I | I
|  | New clause 25.12.4 Add the words : "Terminate the agreement [29.14.7] where the listed options [25.12.1-3] have failed | Item | 1 |  | 0 |  |  | 1 |  | 1644 |  | 78940 | [12 empty] | 1 | 0 | 1 | 0 | I | I
23 | 28 | Clause 26.0 - Adjustment of the contract value and final account | [8 empty] | 1645 |  | 78950 | [12 empty] | 1 | 0 | 1 | 0 | I | I
|  | User note | [8 empty] | 1645 |  | 78950 | [12 empty] | 1 | 0 | 1 | 0 | I | I
|  | Insert the following where tenant installations/users requirements may be delayed or omitted | [8 empty] | 1645 |  | 78950 | [12 empty] | 1 | 0 | 1 | 0 | I | I
|  | ? Tenant installations/users requirements delayed | [8 empty] | 1645 |  | 78950 | [12 empty] | 1 | 0 | 1 | 0 | I | I
|  | There is a possibility that certain works related to tenant installations/users requirements may have to be delayed and may consequently not be executed prior to practical completion | [8 empty] | 1645 |  | 78950 | [12 empty] | 1 | 0 | 1 | 0 | I | I
|  | The employer reserves the right to omit such work without compensation to the contractor for loss of profit or any other loss which the contractor may suffer as a result of such omission | [8 empty] | 1645 |  | 78950 | [12 empty] | 1 | 0 | 1 | 0 | I | I
|  | Should the contractor be instructed to do so he shall execute this work under the conditions pertaining to this agreement on the basis that a separate amount for preliminaries appurtenant to this work (if applicable) is agreed to between the contractor and the principal agent and on condition that instruction to | [8 empty] | 1645 |  | 78950 | [12 empty] | 1 | 0 | 1 | 0 | I | I
|  | proceed with such work is given to him within a period of three (3) calendar months after the date of practical completion of the works ? | [8 empty] | 1645 |  | 78950 | [12 empty] | 1 | 0 | 1 | 0 | I | I
|  | Cost of claims | [8 empty] | 1645 |  | 78950 | [12 empty] | 1 | 0 | 1 | 0 | I | I
|  | All costs incurred by the contractor in the preparation of claims shall be borne by the contractor. This provision shall not preclude an adjudicator or an arbitrator appointed in terms of this agreement [30.6,7] from making a determination on costs | [8 empty] | 1645 |  | 78950 | [12 empty] | 1 | 0 | 1 | 0 | I | I
|  | The contractor shall review, assess and adjudicate any claims received by him from any subcontractor and thereafter submit same to the principal agent with a recommendation in order to assist the principal agent in adjudicating the claim [26.6] | [8 empty] | 1645 |  | 78950 | [12 empty] | 1 | 0 | 1 | 0 | I | I
|  | Errata by JBCC | [8 empty] | 1645 |  | 78950 | [12 empty] | 1 | 0 | 1 | 0 | I | I
|  | Clause 26.4.2 Omit the entire clause and renumber thereafter | [8 empty] | 1645 |  | 78950 | [12 empty] | 1 | 0 | 1 | 0 | I | I
|  | New clause 26.4.3 "Other proven or unavoidable costs" | Item | 1 |  | 0 |  |  | 1 |  | 1645 |  | 78950 | [12 empty] | 1 | 0 | 1 | 0 | I | I
24 | 29 | Clause 27.0 - Recovery of expense and/or loss | Item | 1 |  | 0 |  |  | 1 |  | 1646 |  | 78960 | [12 empty] | 1 | 0 | 1 | 0 | I | I
24 |  | Suspension and termination (A28 - A29) | [8 empty] | 1647 |  | 78970 | [12 empty] | 1 | 0 | 1 | 0 | S | 0
24 | 30 | Clause 28.0 - Suspension by the contractor | [8 empty] | 1649 |  | 78980 | [12 empty] | 1 | 0 | 1 | 0 | I | I
|  | Errata by JBCC | [8 empty] | 1649 |  | 78980 | [12 empty] | 1 | 0 | 1 | 0 | I | I
|  | New clause 28.1.5 and renumber thereafter "Or where an agent has failed to act in terms of this agreement [6.4] Clause 28.2 Replace the word "defect" with "default" in the first line | Item | 1 |  | 0 |  |  | 1 |  | 1649 |  | 78980 | [12 empty] | 1 | 0 | 1 | 0 | I | I
24 | 31 | Clause 29.0 - Termination | [8 empty] | 1650 |  | 78990 | [12 empty] | 1 | 0 | 1 | 0 | I | I
|  | Errata by JBCC | [8 empty] | 1650 |  | 78990 | [12 empty] | 1 | 0 | 1 | 0 | I | I
|  | Clause 29.1.2 Delete the words : "within the period stated [CD]" | [8 empty] | 1650 |  | 78990 | [12 empty] | 1 | 0 | 1 | 0 | I | I
|  | Clause 29.14.1 Change as follows : "Provide or maintain a guarantee for payment......[11.4 - 5]" | [8 empty] | 1650 |  | 78990 | [12 empty] | 1 | 0 | 1 | 0 | I | I
|  | Clause 29.14.2 Reference should read "[12.1.7]" | [8 empty] | 1650 |  | 78990 | [12 empty] | 1 | 0 | 1 | 0 | I | I
|  | New clause 29.14.8 "Or where an agent has failed to act in terms of this agreement [6.4]" | Item | 1 |  | 0 |  |  | 1 |  | 1650 |  | 78990 | [12 empty] | 1 | 0 | 1 | 0 | I | I
25 |  | Dispute resolution (A30) | [8 empty] | 1651 |  | 79000 | [12 empty] | 1 | 0 | 1 | 0 | S | 0
25 | 32 | Clause 30.0 - Dispute resolution | Item | 1 |  | 0 |  |  | 1 |  | 1653 |  | 79010 | [12 empty] | 1 | 0 | 1 | 0 | I | I
25 | 33 | Agreement | [8 empty] | 1654 |  | 79020 | [12 empty] | 1 | 0 | 1 | 0 | I | I
|  | The second sentence of the introduction where the parties sign the agreement, namely "Any provision in this agreement...… acceptance by such subcontractor at any time." is deemed to be deleted | [8 empty] | 1654 |  | 79020 | [12 empty] | 1 | 0 | 1 | 0 | I | I
|  | The required information of the parties and the amount of the contract sum shall be inserted in the agreement for signature of the agreement by the parties | Item | 1 |  | 0 |  |  | 1 |  | 1654 |  | 79020 | [12 empty] | 1 | 0 | 1 | 0 | I | I
25 | 34 | Contract data | [8 empty] | 1655 |  | 79030 | [12 empty] | 1 | 0 | 1 | 0 | I | I
|  | Payment of preliminaries | [8 empty] | 1655 |  | 79030 | [12 empty] | 1 | 0 | 1 | 0 | I | I
|  | Where Option B is applicable and the initial construction period is extended the monthly charge shall be recalculated on the same basis as was initially applied but taking into account the revised construction period and the amounts already paid to the contractor [CD26.0] | [8 empty] | 1655 |  | 79030 | [12 empty] | 1 | 0 | 1 | 0 | I | I
|  | Adjustment of preliminaries | [8 empty] | 1655 |  | 79030 | [12 empty] | 1 | 0 | 1 | 0 | I | I
|  | Where the adjustment of preliminaries is in terms of Option A, the construction period and the initial construction period shall be calculated in working days [CD 26.0] | [8 empty] | 1655 |  | 79030 | [12 empty] | 1 | 0 | 1 | 0 | I | I
|  | Where the adjustment of preliminaries is in terms of Option A and sectional completion is required, the contractor shall provide the principal agent with the division of the categorised amounts into sections. Should the contractor fail to provide such information within the period stipulated, the categorised amounts shall be prorated to the value of each section [ CD 26.0] | [8 empty] | 1655 |  | 79030 | [12 empty] | 1 | 0 | 1 | 0 | I | I
|  | Where the adjustment of preliminaries is required in terms of Option B and sectional completion is required, the contractor shall provide the principal agent with details of the resources required for each section and those that are common to sections. Should the contractor fail to provide such information within the period stipulated, Option A shall apply [CD 26.0] | [8 empty] | 1655 |  | 79030 | [12 empty] | 1 | 0 | 1 | 0 | I | I
|  | User note | [8 empty] | 1655 |  | 79030 | [12 empty] | 1 | 0 | 1 | 0 | I | I
|  | Where removal of lateral support insurance is required and stated as such in the contract data for the employer to insure, it is to be noted that it may appear under "no" for the employer to insure where the contractor is to take out the other insurances. In such a case the following clause is to be inserted | [8 empty] | 1655 |  | 79030 | [12 empty] | 1 | 0 | 1 | 0 | I | I
|  | Removal of lateral support insurance | [8 empty] | 1655 |  | 79030 | [12 empty] | 1 | 0 | 1 | 0 | I | I
|  | Whilst it is stated in clause 10.0 of the contract data that the employer will not be responsible for works and other insurances the employer shall nevertheless be responsible for the removal of lateral support insurance in the amount stated ? | [8 empty] | 1655 |  | 79030 | [12 empty] | 1 | 0 | 1 | 0 | I | I
|  | User note | [8 empty] | 1655 |  | 79030 | [12 empty] | 1 | 0 | 1 | 0 | I | I
|  | Refer to the user note on page 2 of this Bill No 1 (Preliminaries) and insert the proposed clause in the space provided in the contract data where changes made to the JBCC documentation is to be recorded should the user wish to adhere to the system of inserting amendments, modifications, corrections or supplements to the JBCC documentation under the listed clause headings in this Bill No 1 (Preliminaries) | [8 empty] | 1655 |  | 79030 | [12 empty] | 1 | 0 | 1 | 0 | I | I
|  | Tenderer's selection | [8 empty] | 1655 |  | 79030 | [12 empty] | 1 | 0 | 1 | 0 | I | I
|  | Before submission of his tender the contractor is to complete the tenderer's selection in the contract data | [8 empty] | 1655 |  | 79030 | [12 empty] | 1 | 0 | 1 | 0 | I | I
|  | User note | [8 empty] | 1655 |  | 79030 | [12 empty] | 1 | 0 | 1 | 0 | I | I
|  | All information for the above requires consultation with the contractor. The principal agent should not pre-select any of the alternatives available to the contractor | [8 empty] | 1655 |  | 79030 | [12 empty] | 1 | 0 | 1 | 0 | I | I
|  | Note 4 on page 10 of the contract data | [8 empty] | 1655 |  | 79030 | [12 empty] | 1 | 0 | 1 | 0 | I | I
|  | Note 4 on page 10 of the contract data which relates to any benefit or right in favour of any subcontractor shall be deemed to be deleted | Item | 1 |  | 0 |  |  | 1 |  | 1655 |  | 79030 | [12 empty] | 1 | 0 | 1 | 0 | I | I
26 |  | SECTION B: PRELIMINARIES | [8 empty] | 1656 |  | 79040 | [12 empty] | 1 | 0 | 1 | 0 | H | 0
26 |  | Interpretation (B1) | [8 empty] | 1659 |  | 79050 | [12 empty] | 1 | 0 | 1 | 0 | S | 0
26 | 35 | Clause 1.1 - Definitions | Item | 1 |  | 0 |  |  | 1 |  | 1661 |  | 79060 | [12 empty] | 1 | 0 | 1 | 0 | I | I
26 | 36 | Clause 1.2 - Interpretation | Item | 1 |  | 0 |  |  | 1 |  | 1662 |  | 79070 | [12 empty] | 1 | 0 | 1 | 0 | I | I
26 |  | Documents (B2) | [8 empty] | 1663 |  | 79080 | [12 empty] | 1 | 0 | 1 | 0 | S | 0
26 | 37 | Clause 2.1 - Checking of documents | Item | 1 |  | 0 |  |  | 1 |  | 1665 |  | 79090 | [12 empty] | 1 | 0 | 1 | 0 | I | I
26 | 38 | Clause 2.2 - Provisional bills of quantities | [8 empty] | 1666 |  | 79100 | [12 empty] | 1 | 0 | 1 | 0 | I | I
|  | User Note | [8 empty] | 1666 |  | 79100 | [12 empty] | 1 | 0 | 1 | 0 | I | I
|  | Check 'wet trades' included in the bills of quantities and edit the following clause as may be necessary | [8 empty] | 1666 |  | 79100 | [12 empty] | 1 | 0 | 1 | 0 | I | I
|  | ? Multiple procurement | [8 empty] | 1666 |  | 79100 | [12 empty] | 1 | 0 | 1 | 0 | I | I
|  | These bills of quantities are in multiple procurement format ie the 'wet trades' - earthworks, concrete, formwork and reinforcement, precast concrete, masonry, waterproofing and sub-surface drainage - are provisionally (fully?) measured and the subsequent trades are budgetary allowances and/or provisional sums ? | Item | 1 |  | 0 |  |  | 1 |  | 1666 |  | 79100 | [12 empty] | 1 | 0 | 1 | 0 | I | I
27 | 39 | Clause 2.3 - Availability of construction information | [8 empty] | 1667 |  | 79110 | [12 empty] | 1 | 0 | 1 | 0 | I | I
|  | ? Budgetary allowances and provisional sums | [8 empty] | 1667 |  | 79110 | [12 empty] | 1 | 0 | 1 | 0 | I | I
|  | The budgetary allowances ?and/or provisional sums ? allocated for subsequent trades included in this agreement will be separately procured, based on multiple procurement of subcontractors during the construction period ? | Item | 1 |  | 0 |  |  | 1 |  | 1667 |  | 79110 | [12 empty] | 1 | 0 | 1 | 0 | I | I
27 | 40 | Clause 2.4 - Ordering of materials and goods | Item | 1 |  | 0 |  |  | 1 |  | 1668 |  | 163073 | [12 empty] | 1 | 0 | 1 | 0 | I | I
27 |  | Previous work and adjoining properties (B3) | [8 empty] | 1669 |  | 79120 | [12 empty] | 1 | 0 | 1 | 0 | S | 0
27 | 41 | Clause 3.1 - Previous work - dimensional accuracy | Item | 1 |  | 0 |  |  | 1 |  | 1671 |  | 79130 | [12 empty] | 1 | 0 | 1 | 0 | I | I
27 | 42 | Clause 3.2 - Previous work - defects | Item | 1 |  | 0 |  |  | 1 |  | 1672 |  | 79140 | [12 empty] | 1 | 0 | 1 | 0 | I | I
27 | 43 | Clause 3.3 - Inspection of adjoining properties | Item | 1 |  | 0 |  |  | 1 |  | 1673 |  | 79150 | [12 empty] | 1 | 0 | 1 | 0 | I | I
27 |  | The Site (B4) | [8 empty] | 1674 |  | 163083 | [12 empty] | 1 | 0 | 1 | 0 | S | 0
27 | 44 | Clause 4.1 - Defined works area | Item | 1 |  | 0 |  |  | 1 |  | 1676 |  | 163093 | [12 empty] | 1 | 0 | 1 | 0 | I | I
27 | 45 | Clause 4.2 - Handover of site in stages | Item | 1 |  | 0 |  |  | 1 |  | 1677 |  | 163103 | [12 empty] | 1 | 0 | 1 | 0 | I | I
27 | 46 | Clause 4.3 - Enclosure of the works | Item | 1 |  | 0 |  |  | 1 |  | 1678 |  | 163113 | [12 empty] | 1 | 0 | 1 | 0 | I | I
27 | 47 | Clause 4.4 - Geotechnical investigation | Item | 1 |  | 0 |  |  | 1 |  | 1679 |  | 163123 | [12 empty] | 1 | 0 | 1 | 0 | I | I
27 | 48 | Clause 4.5 - Encroachments | Item | 1 |  | 0 |  |  | 1 |  | 1680 |  | 163133 | [12 empty] | 1 | 0 | 1 | 0 | I | I
27 | 49 | Clause 4.6 - Existing premises occupied | Item | 1 |  | 0 |  |  | 1 |  | 1681 |  | 163163 | [12 empty] | 1 | 0 | 1 | 0 | I | I
27 | 50 | Clause 4.7 - Services - known | Item | 1 |  | 0 |  |  | 1 |  | 1682 |  | 163153 | [12 empty] | 1 | 0 | 1 | 0 | I | I
27 | 51 | Clause 4.8 - Protection of trees and/or relevant natural features | Item | 1 |  | 0 |  |  | 1 |  | 1683 |  | 163143 | [12 empty] | 1 | 0 | 1 | 0 | I | I
27 |  | Management of Contract (B5) | [8 empty] | 1684 |  | 163173 | [12 empty] | 1 | 0 | 1 | 0 | S | 0
27 | 52 | Clause 5.1 - Management of the works | Item | 1 |  | 0 |  |  | 1 |  | 1686 |  | 163183 | [12 empty] | 1 | 0 | 1 | 0 | I | I
27 | 53 | Clause 5.2 - Progress meetings | Item | 1 |  | 0 |  |  | 1 |  | 1687 |  | 163193 | [12 empty] | 1 | 0 | 1 | 0 | I | I
27 | 54 | Clause 5.3 - Technical meetings | Item | 1 |  | 0 |  |  | 1 |  | 1688 |  | 163203 | [12 empty] | 1 | 0 | 1 | 0 | I | I
28 |  | Samples, shop drawings and manufacturer's instructions (B6) | [8 empty] | 1689 |  | 79160 | [12 empty] | 1 | 0 | 1 | 0 | S | 0
28 | 55 | Clause 6.1 - Samples of materials | Item | 1 |  | 0 |  |  | 1 |  | 1691 |  | 79170 | [12 empty] | 1 | 0 | 1 | 0 | I | I
28 | 56 | Clause 6.2 - Workmanship samples | Item | 1 |  | 0 |  |  | 1 |  | 1692 |  | 79180 | [12 empty] | 1 | 0 | 1 | 0 | I | I
28 | 57 | Clause 6.3 - Shop drawings | Item | 1 |  | 0 |  |  | 1 |  | 1693 |  | 79190 | [12 empty] | 1 | 0 | 1 | 0 | I | I
28 | 58 | Clause 6.4 - Compliance with manufacturer's instructions | Item | 1 |  | 0 |  |  | 1 |  | 1694 |  | 79200 | [12 empty] | 1 | 0 | 1 | 0 | I | I
28 |  | Deposits and fees (B7) | [8 empty] | 1695 |  | 79210 | [12 empty] | 1 | 0 | 1 | 0 | S | 0
28 | 59 | Clause 7.1 - Deposits and fees | Item | 1 |  | 0 |  |  | 1 |  | 1697 |  | 79220 | [12 empty] | 1 | 0 | 1 | 0 | I | I
28 |  | Temporary services (B8) | [8 empty] | 1698 |  | 79230 | [12 empty] | 1 | 0 | 1 | 0 | S | 0
28 | 60 | Clause 8.1 - Water | Item | 1 |  | 0 |  |  | 1 |  | 1700 |  | 79240 | [12 empty] | 1 | 0 | 1 | 0 | I | I
28 | 61 | Clause 8.2 - Electricity | Item | 1 |  | 0 |  |  | 1 |  | 1701 |  | 79250 | [12 empty] | 1 | 0 | 1 | 0 | I | I
28 | 62 | Clause 8.3 - Ablution and welfare facilities | Item | 1 |  | 0 |  |  | 1 |  | 1702 |  | 79260 | [12 empty] | 1 | 0 | 1 | 0 | I | I
28 | 63 | Clause 8.4 - Communication facilities | Item | 1 |  | 0 |  |  | 1 |  | 1703 |  | 79270 | [12 empty] | 1 | 0 | 1 | 0 | I | I
28 |  | Prime cost amounts (B9) | [8 empty] | 1704 |  | 79280 | [12 empty] | 1 | 0 | 1 | 0 | S | 0
28 | 64 | Clause 9.1 - Responsibility for prime cost amounts | [8 empty] | 1706 |  | 79290 | [12 empty] | 1 | 0 | 1 | 0 | I | I
|  | User note | [8 empty] | 1706 |  | 79290 | [12 empty] | 1 | 0 | 1 | 0 | I | I
|  | Where details of materials included in prime cost amounts are NOT readily available and it is therefore not possible for the contractor to price for waste, the relevant prime cost amount shall be inserted in the bills of quantities as a lump sum with the contractor being given the opportunity to separately price his overheads and profit and for taking delivery, etc as called for in this clause 9.1 of the preliminaries. In such case the fixing only or installation only of the relevant materials shall be provisionally measured for the contractor to price and shall be re-measured upon completion | [8 empty] | 1706 |  | 79290 | [12 empty] | 1 | 0 | 1 | 0 | I | I
|  | Where details of materials for which prime cost amounts are to be allowed ARE readily available, the quantity surveyor may elect to insert the relevant prime cost amount in measured items, which measured items shall contain sufficient detail for the contractor to price for fixing and installation, waste, etc | Item | 1 |  | 0 |  |  | 1 |  | 1706 |  | 79290 | [12 empty] | 1 | 0 | 1 | 0 | I | I
28 |  | Attendance on subcontractors (B10) | [8 empty] | 1707 |  | 79300 | [12 empty] | 1 | 0 | 1 | 0 | S | 0
28 | 65 | Clause 10.1 - General attendance | [8 empty] | 1709 |  | 79310 | [12 empty] | 1 | 0 | 1 | 0 | I | I
|  | User note | [8 empty] | 1709 |  | 79310 | [12 empty] | 1 | 0 | 1 | 0 | I | I
|  | General attendance is defined as being the duties of the contractor in terms of clause 12.2 of the JBCC n/s subcontract agreement | Item | 1 |  | 0 |  |  | 1 |  | 1709 |  | 79310 | [12 empty] | 1 | 0 | 1 | 0 | I | I
29 | 66 | Clause 10.2 - Special attendance | [8 empty] | 1710 |  | 79320 | [12 empty] | 1 | 0 | 1 | 0 | I | I
|  | User note | [8 empty] | 1710 |  | 79320 | [12 empty] | 1 | 0 | 1 | 0 | I | I
|  | Insert details after the provisional sums (nominated or selected subcontract amount) for any special attendance where specifically required for each subcontractor separately | [8 empty] | 1710 |  | 79320 | [12 empty] | 1 | 0 | 1 | 0 | I | I
|  | It is important to note that general attendance only requires the contractor to 'permit the subcontractor to use erected scaffolding, hoisting facilities, etc provided by the contractor, in common with others having the like right while it remains erected on the site' (refer to 12.2.13 of the JBCC n/s subcontract agreement). Many subcontractors qualify their tenders to exclude scaffolding and/or hoisting facilities. Especially scaffolding could be an expensive item and it may be necessary in order to avoid claims to require the contractor to provide for the extended use of scaffolding for specific subcontracts within a description of 'special attendance' in the applicable bill | Item | 1 |  | 0 |  |  | 1 |  | 1710 |  | 79320 | [12 empty] | 1 | 0 | 1 | 0 | I | I
29 |  | General (B11) | [8 empty] | 1711 |  | 79330 | [12 empty] | 1 | 0 | 1 | 0 | S | 0
29 | 67 | Clause 11.1 - Protection of the works | Item | 1 |  | 0 |  |  | 1 |  | 1713 |  | 79340 | [12 empty] | 1 | 0 | 1 | 0 | I | I
29 | 68 | Clause 11.2 - Protection/isolation of existing/sectionally occupied works | Item | 1 |  | 0 |  |  | 1 |  | 1714 |  | 79350 | [12 empty] | 1 | 0 | 1 | 0 | I | I
29 | 69 | Clause 11.3 - Security of the works | Item | 1 |  | 0 |  |  | 1 |  | 1715 |  | 79360 | [12 empty] | 1 | 0 | 1 | 0 | I | I
29 | 70 | Clause 11.4 - Notice before covering work | Item | 1 |  | 0 |  |  | 1 |  | 1716 |  | 79370 | [12 empty] | 1 | 0 | 1 | 0 | I | I
29 | 71 | Clause 11.5 - Disturbance | Item | 1 |  | 0 |  |  | 1 |  | 1717 |  | 79380 | [12 empty] | 1 | 0 | 1 | 0 | I | I
29 | 72 | Clause 11.6 - Environmental disturbance | Item | 1 |  | 0 |  |  | 1 |  | 1718 |  | 79390 | [12 empty] | 1 | 0 | 1 | 0 | I | I
29 | 73 | Clause 11.7 - Works cleaning and clearing | Item | 1 |  | 0 |  |  | 1 |  | 1719 |  | 79400 | [12 empty] | 1 | 0 | 1 | 0 | I | I
29 | 74 | Clause 11.8 - Vermin | Item | 1 |  | 0 |  |  | 1 |  | 1720 |  | 79410 | [12 empty] | 1 | 0 | 1 | 0 | I | I
29 | 75 | Clause 11.9 - Overhand work | Item | 1 |  | 0 |  |  | 1 |  | 1721 |  | 79420 | [12 empty] | 1 | 0 | 1 | 0 | I | I
29 | 76 | Clause 11.10 - Tenant installations by direct contractors | Item | 1 |  | 0 |  |  | 1 |  | 1722 |  | 163213 | [12 empty] | 1 | 0 | 1 | 0 | I | I
29 | 77 | Clause 11.11 - Advertising | Item | 1 |  | 0 |  |  | 1 |  | 1723 |  | 163223 | [12 empty] | 1 | 0 | 1 | 0 | I | I
29 |  | Preliminaries Schedule (B12) | [8 empty] | 1724 |  | 79430 | [12 empty] | 1 | 0 | 1 | 0 | S | 0
29 | 78 | Information for completion of schedule | [8 empty] | 1726 |  | 79440 | [12 empty] | 1 | 0 | 1 | 0 | I | I
|  | Information necessary for elections and completion of those clauses contained in the preliminaries schedule which are necessary for tender purposes is given hereunder. Where no information is given it shall mean that no specific requirements are expected or that the clause is not relevant to this specific contract | [8 empty] | 1726 |  | 79440 | [12 empty] | 1 | 0 | 1 | 0 | I | I
|  | 12.1 - Provisional bills of quantities [2.2] | [8 empty] | 1726 |  | 79440 | [12 empty] | 1 | 0 | 1 | 0 | I | I
|  | The quantities are provisional ? Yes/No ? | [8 empty] | 1726 |  | 79440 | [12 empty] | 1 | 0 | 1 | 0 | I | I
|  | 12.2 - Availability of construction information [2.3] | [8 empty] | 1726 |  | 79440 | [12 empty] | 1 | 0 | 1 | 0 | I | I
|  | Construction documentation is complete? Yes/No ? | [8 empty] | 1726 |  | 79440 | [12 empty] | 1 | 0 | 1 | 0 | I | I
|  | 12.3 - Previous work - dimensional accuracy [3.1] | [8 empty] | 1726 |  | 79440 | [12 empty] | 1 | 0 | 1 | 0 | I | I
|  | 12.4 - Previous work - defects [3.2] | [8 empty] | 1726 |  | 79440 | [12 empty] | 1 | 0 | 1 | 0 | I | I
|  | 12.5 - Inspection of adjoining properties [3.3] | [8 empty] | 1726 |  | 79440 | [12 empty] | 1 | 0 | 1 | 0 | I | I
|  | 12.6 - Defined works area [4.1] | [8 empty] | 1726 |  | 79440 | [12 empty] | 1 | 0 | 1 | 0 | I | I
|  | User Note | [8 empty] | 1726 |  | 79440 | [12 empty] | 1 | 0 | 1 | 0 | I | I
|  | Describe the restrictions to the site or areas that the contractor may not occupy. Reference as [PBA 12.1.4] | [8 empty] | 1726 |  | 79440 | [12 empty] | 1 | 0 | 1 | 0 | I | I
|  | 12.7 - Handover of site in stages [4.2] | [8 empty] | 1726 |  | 79440 | [12 empty] | 1 | 0 | 1 | 0 | I | I
|  | User note | [8 empty] | 1726 |  | 79440 | [12 empty] | 1 | 0 | 1 | 0 | I | I
|  | Describe in detail where handover of the site to the contractor is done in stages | [8 empty] | 1726 |  | 79440 | [12 empty] | 1 | 0 | 1 | 0 | I | I
|  | 12.8 - Enclosure of the works [4.3] | [8 empty] | 1726 |  | 79440 | [12 empty] | 1 | 0 | 1 | 0 | I | I
|  | 12.9 - Geotechnical investigation [4.4] | [8 empty] | 1726 |  | 79440 | [12 empty] | 1 | 0 | 1 | 0 | I | I
|  | User note | [8 empty] | 1726 |  | 79440 | [12 empty] | 1 | 0 | 1 | 0 | I | I
|  | Insert the following clause should a geotechnical investigation report be available and insert the following annexure | [8 empty] | 1726 |  | 79440 | [12 empty] | 1 | 0 | 1 | 0 | I | I
|  | ?Refer to Annexure ? For the results of a geotechnical investigation repot ? | [8 empty] | 1726 |  | 79440 | [12 empty] | 1 | 0 | 1 | 0 | I | I
|  | 12.10 Existing premises occupied [4.6] | [8 empty] | 1726 |  | 79440 | [12 empty] | 1 | 0 | 1 | 0 | I | I
|  | User note | [8 empty] | 1726 |  | 79440 | [12 empty] | 1 | 0 | 1 | 0 | I | I
|  | If the existing premises are occupied state it here and describe the detail and/or specific requirements. Reference as [PBA 12.1.2] | [8 empty] | 1726 |  | 79440 | [12 empty] | 1 | 0 | 1 | 0 | I | I
|  | 12.11 - Services - known [4.7] | [8 empty] | 1726 |  | 79440 | [12 empty] | 1 | 0 | 1 | 0 | I | I
|  | User note | [8 empty] | 1726 |  | 79440 | [12 empty] | 1 | 0 | 1 | 0 | I | I
|  | Insert details should the contractor be responsible for the preservation of known services. Reference as [PBA 12.1.3] | [8 empty] | 1726 |  | 79440 | [12 empty] | 1 | 0 | 1 | 0 | I | I
|  | 12.12 - Protection of trees and/or relevant natural features [4.8] | [8 empty] | 1726 |  | 79440 | [12 empty] | 1 | 0 | 1 | 0 | I | I
|  | User note | [8 empty] | 1726 |  | 79440 | [12 empty] | 1 | 0 | 1 | 0 | I | I
|  | Expand clause 4.8 of the Preliminaries should there be specific requirements for the preservation of trees or relevant natural features. Reference as [PBA 12.1.3] | [8 empty] | 1726 |  | 79440 | [12 empty] | 1 | 0 | 1 | 0 | I | I
|  | 12.13 - Water [8.1] | [8 empty] | 1726 |  | 79440 | [12 empty] | 1 | 0 | 1 | 0 | I | I
|  | Option A (by contractor) ? Yes/No ? | [8 empty] | 1726 |  | 79440 | [12 empty] | 1 | 0 | 1 | 0 | I | I
|  | Option B (by employer - free of charge) ? Yes/No ? | [8 empty] | 1726 |  | 79440 | [12 empty] | 1 | 0 | 1 | 0 | I | I
|  | Option C (by employer - metered) ? Yes/No ? | [8 empty] | 1726 |  | 79440 | [12 empty] | 1 | 0 | 1 | 0 | I | I
|  | 12.14 - Electricity [8.2] | [8 empty] | 1726 |  | 79440 | [12 empty] | 1 | 0 | 1 | 0 | I | I
|  | Option A (by contractor) ? Yes/No ? | [8 empty] | 1726 |  | 79440 | [12 empty] | 1 | 0 | 1 | 0 | I | I
|  | Option B (by employer - free of charge) ? Yes/No ? | [8 empty] | 1726 |  | 79440 | [12 empty] | 1 | 0 | 1 | 0 | I | I
|  | Option C (by employer - metered) ? Yes/No ? | [8 empty] | 1726 |  | 79440 | [12 empty] | 1 | 0 | 1 | 0 | I | I
|  | 12.15 - Ablution and welfare facilities [8.3] | [8 empty] | 1726 |  | 79440 | [12 empty] | 1 | 0 | 1 | 0 | I | I
|  | Option A (by contractor) ? Yes/No ? | [8 empty] | 1726 |  | 79440 | [12 empty] | 1 | 0 | 1 | 0 | I | I
|  | Option B (by employer) ? Yes/No ? | [8 empty] | 1726 |  | 79440 | [12 empty] | 1 | 0 | 1 | 0 | I | I
|  | 12.16 - Communication facilities [8.4] | [8 empty] | 1726 |  | 79440 | [12 empty] | 1 | 0 | 1 | 0 | I | I
|  | 12.17 - Protection of the works [11.1] | [8 empty] | 1726 |  | 79440 | [12 empty] | 1 | 0 | 1 | 0 | I | I
|  | 12.18 - Protection/isolation of existing/sectionally occupied works [11.2] | [8 empty] | 1726 |  | 79440 | [12 empty] | 1 | 0 | 1 | 0 | I | I
|  | Protection/isolation is required ? Yes/No ? | [8 empty] | 1726 |  | 79440 | [12 empty] | 1 | 0 | 1 | 0 | I | I
|  | 12.19 - Disturbance [11.5] | [8 empty] | 1726 |  | 79440 | [12 empty] | 1 | 0 | 1 | 0 | I | I
|  | User note | [8 empty] | 1726 |  | 79440 | [12 empty] | 1 | 0 | 1 | 0 | I | I
|  | The following clause may be used should "disturbance" [11.5] need to be extended | [8 empty] | 1726 |  | 79440 | [12 empty] | 1 | 0 | 1 | 0 | I | I
|  | ? All work is to be carried out in such a manner as to cause no unacceptable or unreasonable dust, noise, vibrations, nuisance, inconvenience, annoyance and the like to the public, others, other properties and traffic in so far as they exceed the permissible limitations set by government legislation or by the local authority. Any delays, stoppages and the like arising from or in order to comply with the above will not constitute grounds for an adjustment to the construction period or contract value whatsoever ? | [8 empty] | 1726 |  | 79440 | [12 empty] | 1 | 0 | 1 | 0 | I | I
|  | 12.20 - Environmental disturbance [11.6] | [8 empty] | 1726 |  | 79440 | [12 empty] | 1 | 0 | 1 | 0 | I | I
|  | ? Controlling all forms of pollution | [8 empty] | 1726 |  | 79440 | [12 empty] | 1 | 0 | 1 | 0 | I | I
|  | The contractor shall be responsible for and take all precautions in controlling by whatever means necessary all forms of pollution emanating from the site during the construction period due inter alia to noise, artificial light, wind-blown sand, dust, deposits of mud, etc | [8 empty] | 1726 |  | 79440 | [12 empty] | 1 | 0 | 1 | 0 | I | I
|  | The contractor is to ensure that all roads which border the site and is used by the contractor during the execution of the works are kept clean and free of any dirt or debris caused by the execution of the works ? | [8 empty] | 1726 |  | 79440 | [12 empty] | 1 | 0 | 1 | 0 | I | I
|  | ? Environmental management plan | [8 empty] | 1726 |  | 79440 | [12 empty] | 1 | 0 | 1 | 0 | I | I
|  | The employer has prepared an environmental management plan (EMP) (refer to Annexure ? for a copy of the relevant plan). The contractor shall price opposite this item for compliance with all the requirements of such EMP ? | Item | 1 |  | 0 |  |  | 1 |  | 1726 |  | 79440 | [12 empty] | 1 | 0 | 1 | 0 | I | I
32 |  | Category : Fixed R........................... Category : Value R........................... Category : Time R........................….. | [8 empty] | 1727 |  | 79590 | [12 empty] | 1 | 0 | 1 | 0 | C | 0
|  | Bill Total |  |  |  |  | 0
|  | Section Total |  |  |  |  | 0
|  | SECTION NO. 2 : ALTERATIONS | [23 empty] | 1 | 1 | 1 | 3 | H
|  | BILL NO.1 : ALTERATIONS | [23 empty] | 1 | 1 | 1 | 3 | H
37 |  | SUPPLEMENTARY PREAMBLES | [8 empty] | 800 |  | 340 | [12 empty] | 1 | 1 | 1 | 3 | H | 0
37 |  | View site | [8 empty] | 801 |  | 370 | [12 empty] | 1 | 1 | 1 | 3 | S | 0
37 |  | Before submitting his tender the tenderer shall visit the site and satisfy himself as to the nature and extent of the work to be done and the value of the materials salvageable from the alterations. No claim for any variations of the contract sum in respect of the nature and extent of the work or of inferior or damaged materials will be entertained | [8 empty] | 802 |  | 380 | [12 empty] | 1 | 1 | 1 | 3 | C | 0
37 |  | Explosives | [8 empty] | 803 |  | 390 | [12 empty] | 1 | 1 | 1 | 3 | S | 0
37 |  | No explosives whatsoever may be used for alteration purposes unless otherwise stated | [8 empty] | 804 |  | 400 | [12 empty] | 1 | 1 | 1 | 3 | C | 0
37 |  | General | [8 empty] | 805 |  | 410 | [12 empty] | 1 | 1 | 1 | 3 | S | 0
37 |  | The contractor shall carry out the whole of the works with as little mess and noise as possible and with a minimum of disturbance to tenants in the building and to adjoining premises and their tenants. He shall provide proper protection and provide , erect and remove when directed , any temporary tarpaulins that may be necessary during the progress of the works, all to the satisfaction of the principal agent | [8 empty] | 806 |  | 420 | [12 empty] | 1 | 1 | 1 | 3 | C | 0
37 |  | Making good of finishes shall include making good of the brick and concrete surfaces onto which the new finishes are applied, where necessary | [8 empty] | 807 |  | 480 | [12 empty] | 1 | 1 | 1 | 3 | C | 0
37 |  | The contractor will be required to take all dimensions affecting the existing buildings on the site and he will be held solely responsible for the accuracy of all such dimensions where used in the manufacture of new items (doors, windows, fittings, etc.) | [8 empty] | 808 |  | 490 | [12 empty] | 1 | 1 | 1 | 3 | C | 0
37 |  | TEMPORARY BARRICADES, SCREENS, ETC | [8 empty] | 207 |  | 500 | [12 empty] | 1 | 1 | 1 | 3 | H | 0
37 |  | Temporary barricades, screens, roofs, etc including removal | [8 empty] | 208 |  | 510 | [12 empty] | 1 | 1 | 1 | 3 | S | 0
37 | 1 | Dust screen, 2 m high of suitable timber framing with 375 micron polyethyene sheeting stapled on on one side , including corners, ends, etc | m | 520 |  | 0 |  |  | 520 |  | 209 |  | 530 | [12 empty] | 1 | 1 | 1 | 3 | I | 1
38 |  | REMOVAL OF EXISTING WORK | [8 empty] | 847 |  | 570 | [12 empty] | 1 | 1 | 1 | 3 | H | 0
38 |  | Breaking up and removing reinforced concrete, including cutting off and removing reinforcement | [8 empty] | 851 |  | 610 | [12 empty] | 1 | 1 | 1 | 3 | S | 0
38 | 2 | 100mm Thick slabs | m² | 351 |  | 0 |  |  | 351 |  | 852 |  | 660 | [12 empty] | 1 | 1 | 1 | 3 | I | 2
38 |  | Breaking down and removing brickwork etc | [8 empty] | 848 |  | 690 | [12 empty] | 1 | 1 | 1 | 3 | S | 0
38 | 3 | Half brick walls in beamfilling | m² | 310 |  | 0 |  |  | 310 |  | 849 |  | 710 | [12 empty] | 1 | 1 | 1 | 3 | I | 2
38 | 4 | One brick walls | m² | 43 |  | 0 |  |  | 43 |  | 850 |  | 720 | [12 empty] | 1 | 1 | 1 | 3 | I | 2
38 |  | Taking out and removing doors, windows, etc from brickwork | [8 empty] | 853 |  | 740 | [12 empty] | 1 | 1 | 1 | 3 | S | 0
38 | 5 | Timber single door and frame not exceeding 2,5m | No | 44 |  | 0 |  |  | 44 |  | 854 |  | 750 | [12 empty] | 1 | 1 | 1 | 3 | I | N
38 | 6 | Timber double door and frame exceeding 2,5m and not exceeding 5m | No | 4 |  | 0 |  |  | 4 |  | 855 |  | 760 | [12 empty] | 1 | 1 | 1 | 3 | I | N
38 |  | Taking out and removing doors, windows, etc, including thresholds, sills, etc., setting aside for re-use and later refixing in similar new position | [8 empty] | 856 |  | 80900 | [12 empty] | 1 | 1 | 1 | 3 | S | 0
38 | 7 | Glazed steel window not exceeding 2,5m2 from half or one brick wall | No | 193 |  | 0 |  |  | 193 |  | 857 |  | 80920 | [12 empty] | 1 | 1 | 1 | 3 | I | N
38 | 8 | Glazed steel window exceeding 2,5m2 and not exceeding 5,0m2 from half or one brick wall | No | 15 |  | 0 |  |  | 15 |  | 858 |  | 80920 | [12 empty] | 1 | 1 | 1 | 3 | I | N
38 |  | Taking down and removing asbestos roof coverings not exceeding 50 degrees complete with ridge and hip capping, fittings, flashing, etc, and dispose off site by an approved specialist | [8 empty] | 859 |  | 1080 | [12 empty] | 1 | 1 | 1 | 3 | S | 0
38 | 9 | Asbestos roof sheeting and timber purlins | m² | 2 347 |  | 0 |  |  | 2347 |  | 860 |  | 1090 | [12 empty] | 1 | 1 | 1 | 3 | I | 2
38 |  | Taking down and Removing Timber Roof Structure | [8 empty] | 861 |  | 1080 | [12 empty] | 1 | 1 | 1 | 3 | S | 0
38 | 10 | Timber roof structure complete with total area 8m2 (Measure on plan) including trusses, permanent bracing, gangboarding, purlins etc. | No | 1 |  | 0 |  |  | 1 |  | 862 |  | 1090 | [12 empty] | 1 | 1 | 1 | 3 | I | N
38 | 11 | Timber roof structure complete with total area 80m2 (Measure on plan) including trusses, permanent bracing, gangboarding, purlins etc. | No | 1 |  | 0 |  |  | 1 |  | 863 |  | 1090 | [12 empty] | 1 | 1 | 1 | 3 | I | N
38 | 12 | Timber roof structure complete with total area 100m2 (Measure on plan) including trusses, permanent bracing, gangboarding, purlins etc. | No | 2 |  | 0 |  |  | 2 |  | 864 |  | 1090 | [12 empty] | 1 | 1 | 1 | 3 | I | N
38 | 13 | Timber roof structure complete with total area 350m2 (Measure on plan) including trusses, permanent bracing, gangboarding, purlins etc. | No | 1 |  | 0 |  |  | 1 |  | 865 |  | 1090 | [12 empty] | 1 | 1 | 1 | 3 | I | N
39 | 14 | Timber roof structure complete with total area 380m2 (Measure on plan) including trusses, permanent bracing, gangboarding, purlins etc. | No | 1 |  | 0 |  |  | 1 |  | 866 |  | 1090 | [12 empty] | 1 | 1 | 1 | 3 | I | N
39 | 15 | Timber roof structure complete with total area 560m2 (Measure on plan) including trusses, permanent bracing, gangboarding, purlins etc. | No | 1 |  | 0 |  |  | 1 |  | 867 |  | 1090 | [12 empty] | 1 | 1 | 1 | 3 | I | N
39 |  | Taking down and removing roofs, floors, panelling, ceilings, partitions, etc | [8 empty] | 871 |  | 1080 | [12 empty] | 1 | 1 | 1 | 3 | S | 0
39 | 16 | Fibre cement or timber fascials | m | 419 |  | 0 |  |  | 419 |  | 873 |  | 1100 | [12 empty] | 1 | 1 | 1 | 3 | I | 1
39 | 17 | Fibre cement or timber barge boards | m | 182 |  | 0 |  |  | 182 |  | 874 |  | 1100 | [12 empty] | 1 | 1 | 1 | 3 | I | 1
39 | 18 | Gypsum plasterboard ceilings, including timber brandering, cornices, etc | m² | 294 |  | 0 |  |  | 294 |  | 872 |  | 1140 | [12 empty] | 1 | 1 | 1 | 3 | I | 2
39 |  | Removal of existing rainwater goods | [8 empty] | 1078 |  | 1080 | [12 empty] | 1 | 1 | 1 | 3 | S | 0
39 | 19 | Sheet metal eaves gutter and brackets | m | 390 |  | 0 |  |  | 390 |  | 1079 |  | 1090 | [12 empty] | 1 | 1 | 1 | 3 | I | 1
39 | 20 | Sheet metal rainwater pipe and holderbats | m | 56 |  | 0 |  |  | 56 |  | 1080 |  | 1090 | [12 empty] | 1 | 1 | 1 | 3 | I | 1
39 |  | Taking out and removing sundry joinery work, fittings, etc | [8 empty] | 868 |  | 1180 | [12 empty] | 1 | 1 | 1 | 3 | S | 0
39 | 21 | Pinning Board overall size not exceeding 2,5m2 | No | 18 |  | 0 |  |  | 18 |  | 869 |  | 1190 | [12 empty] | 1 | 1 | 1 | 3 | I | N
39 | 22 | Green writing board not exceeding 6,0m2 | No | 18 |  | 0 |  |  | 18 |  | 870 |  | 1190 | [12 empty] | 1 | 1 | 1 | 3 | I | N
39 |  | Hacking up/off and removing granolithic, screeds, plaster, etc from concrete or brickwork and preparing surfaces for new screed, plaster, tile finishes, etc | [8 empty] | 875 |  | 1500 | [12 empty] | 1 | 1 | 1 | 3 | S | 0
39 | 23 | 25mm Granolithic from floors | m² | 176 |  | 0 |  |  | 176 |  | 876 |  | 1510 | [12 empty] | 1 | 1 | 1 | 3 | I | 2
39 | 24 | 25 mm Screed from floors | m² | 1 686 |  | 0 |  |  | 1686 |  | 877 |  | 1540 | [12 empty] | 1 | 1 | 1 | 3 | I | 2
39 | 25 | Internal plaster from walls and columns | m² | 20 |  | 0 |  |  | 20 |  | 878 |  | 1560 | [12 empty] | 1 | 1 | 1 | 3 | I | 2
39 |  | OPENINGS THROUGH EXISTING WALLS ETC | [8 empty] | 844 |  | 2300 | [12 empty] | 1 | 1 | 1 | 3 | H | 0
39 |  | Breaking out for and forming openings through brick walls for new windows, including prestressed concrete lintels, making good cement plaster on both sides and into reveals and with sloping fibre-cement sills on outside and flat fibre-cement sills on inside (new windows and making good paintwork elsewhere) | [8 empty] | 845 |  | 2410 | [12 empty] | 1 | 1 | 1 | 3 | S | 0
39 | 26 | Opening for window 1 x 1.20m high through one brick wall | No | 72 |  | 0 |  |  | 72 |  | 846 |  | 2420 | [12 empty] | 1 | 1 | 1 | 3 | I | N
40 |  | Servicing of Existing metal work | [8 empty] | 1081 |  | 2300 | [12 empty] | 1 | 1 | 1 | 3 | H | 0
40 |  | Service existing steel windows | [8 empty] | 1082 |  | 2310 | [12 empty] | 1 | 1 | 1 | 3 | S | 0
40 | 27 | Overhaul, adjust and service opening sections ensure proper operation | No | 193 |  | 0 |  |  | 193 |  | 1083 |  | 2320 | [12 empty] | 1 | 1 | 1 | 3 | I | N
40 | 28 | Extra on servicing existing steel window sash for supply and fitting new handle | No | 193 |  | 0 |  |  | 193 |  | 1084 |  | 2320 | [12 empty] | 1 | 1 | 1 | 3 | I | N
40 | 29 | Extra on servicing existing steel window sash for supply and fitting new sliding tray | No | 193 |  | 0 |  |  | 193 |  | 1085 |  | 2320 | [12 empty] | 1 | 1 | 1 | 3 | I | N
40 |  | TEMPORARY PARKHOMES | [8 empty] | 250 |  | 2300 | [12 empty] | 1 | 1 | 1 | 3 | H | 0
40 |  | Rates for parkhomes to include standard windows, doors, burglar bars, gates, curtains and track, light fittings, chalk board and pinning boards | [8 empty] | 251 |  | 2310 | [12 empty] | 1 | 1 | 1 | 3 | C | 0
40 |  | "M-Projects" or equal approved temporary parkhome units | [8 empty] | 253 |  | 2330 | [12 empty] | 1 | 1 | 1 | 3 | S | 0
40 |  | Provide temporary parkhomes on site for temporary educational facilities during the construction phase as herewith measured, including levelling, positioning on site and connections to an electrical supply including issuing compliance certificates | [8 empty] | 255 |  | 2350 | [12 empty] | 1 | 1 | 1 | 3 | S | 0
40 |  | Parkhomes are to be standard classroom size of minimum 7 x 7m or nearest size | [8 empty] | 258 |  | 2380 | [12 empty] | 1 | 1 | 1 | 3 | S | 0
40 | 30 | Provision of Parkhomes | No | 22 |  | 0 |  |  | 22 |  | 259 |  | 2390 | [12 empty] | 1 | 1 | 1 | 3 | I | N
40 | 31 | Provision of two tier steps | No | 22 |  | 0 |  |  | 22 |  | 260 |  | 2400 | [12 empty] | 1 | 1 | 1 | 3 | I | N
40 | 32 | Provision of electrical compliance certificates for parkhomes | No | 22 |  | 0 |  |  | 22 |  | 262 |  | 2420 | [12 empty] | 1 | 1 | 1 | 3 | I | N
40 | 33 | Transport to and from site of parkhomes as per distance between supplier and site | No | 22 |  | 0 |  |  | 22 |  | 263 |  | 2430 | [12 empty] | 1 | 1 | 1 | 3 | I | N
40 |  | UNFORSEEN REMEDIAL WORK | [8 empty] | 264 |  | 2440 | [12 empty] | 1 | 1 | 1 | 3 | H | 0
40 | 34 | Provide the sum of R 150 000.00(One Hundred and Fifty Thousand Rand)for unforeseen remedial work to existing structures to be used as directed by the Principal Agent and deducted in part or whole as required | Item | 1 |  | 0 |  |  | 1 |  | 265 |  | 2450 | [12 empty] | 1 | 1 | 1 | 3 | I | I
|  | Bill Total |  |  |  |  | 0
|  | Section Total |  |  |  |  | 0
|  | SECTION NO. 3 : BUILDING WORKS | [23 empty] | 1 | 2 | 1 | 6 | H
|  | BILL NO.1 : EARTHWORKS | [23 empty] | 1 | 2 | 1 | 6 | H
44 |  | EARTHWORKS (PROVISIONAL) | [8 empty] | 809 |  | 2500 | [12 empty] | 1 | 2 | 1 | 6 | H | 0
44 |  | Nature of ground | [8 empty] | 810 |  | 2540 | [12 empty] | 1 | 2 | 1 | 6 | S | 0
44 |  | The nature of the ground is assumed to be loose sandy material, therefore earth, but possibly interspersed with soft rock or hard rock | [8 empty] | 811 |  | 2550 | [12 empty] | 1 | 2 | 1 | 6 | C | 0
44 |  | EXCAVATION, FILLING, ETC OTHER THAN BULK | [8 empty] | 267 |  | 6450 | [12 empty] | 1 | 2 | 1 | 6 | H | 0
44 |  | Excavation in earth not exceeding 2m deep | [8 empty] | 268 |  | 8560 | [12 empty] | 1 | 2 | 1 | 6 | S | 0
44 | 1 | Reduced levels under floors | m³ | 211 |  | 0 |  |  | 211 |  | 269 |  | 8900 | [12 empty] | 1 | 2 | 1 | 6 | I | 3
44 | 2 | Trenches | m³ | 37 |  | 0 |  |  | 37 |  | 270 |  | 8910 | [12 empty] | 1 | 2 | 1 | 6 | I | 3
44 |  | Extra over bulk excavations in earth for excavation in | [8 empty] | 273 |  | 9360 | [12 empty] | 1 | 2 | 1 | 6 | S | 0
44 | 3 | Soft rock | m³ | 23 |  | 0 |  |  | 23 |  | 274 |  | 9370 | [12 empty] | 1 | 2 | 1 | 6 | I | 3
44 | 4 | Hard rock | m³ | 12 |  | 0 |  |  | 12 |  | 275 |  | 9380 | [12 empty] | 1 | 2 | 1 | 6 | I | 3
44 |  | Extra over all excavations for carting away | [8 empty] | 271 |  | 9620 | [12 empty] | 1 | 2 | 1 | 6 | S | 0
44 | 5 | Surplus material from excavations and/or stock piles on site, to a dumping site to be located by the contractor | m³ | 211 |  | 0 |  |  | 211 |  | 272 |  | 9630 | [12 empty] | 1 | 2 | 1 | 6 | I | 3
44 |  | Risk of collapse of excavations | [8 empty] | 276 |  | 7380 | [12 empty] | 1 | 2 | 1 | 6 | S | 0
44 | 6 | Sides of trench and hole excavations not exceeding 1,5m deep | m² | 421 |  | 0 |  |  | 421 |  | 277 |  | 7410 | [12 empty] | 1 | 2 | 1 | 6 | I | 2
44 |  | Keeping excavations free of water | [8 empty] | 278 |  | 9700 | [12 empty] | 1 | 2 | 1 | 6 | S | 0
44 | 7 | Keeping excavations free of all water other than subterranean water | Item | 1 |  | 0 |  |  | 1 |  | 279 |  | 9710 | [12 empty] | 1 | 2 | 1 | 6 | I | I
44 |  | FILLING, ETC | [8 empty] | 283 |  | 7480 | [12 empty] | 1 | 2 | 1 | 6 | H | 0
44 |  | Filling of natural gravel material (G5) supplied by the contractor, compacted to 98% Mod AASHTO density | [8 empty] | 284 |  | 7670 | [12 empty] | 1 | 2 | 1 | 6 | S | 0
44 | 8 | Under floors, steps, pavings, etc | m³ | 149 |  | 0 |  |  | 149 |  | 285 |  | 7700 | [12 empty] | 1 | 2 | 1 | 6 | I | 3
44 |  | Filling of coarse river sand supplied by the contractor, consolidated | [8 empty] | 286 |  | 7830 | [12 empty] | 1 | 2 | 1 | 6 | S | 0
44 | 9 | Under floors etc | m³ | 18 |  | 0 |  |  | 18 |  | 287 |  | 7840 | [12 empty] | 1 | 2 | 1 | 6 | I | 3
44 |  | Filling of hardcore, consolidated | [8 empty] | 288 |  | 7870 | [12 empty] | 1 | 2 | 1 | 6 | S | 0
44 | 10 | Under floors etc | m³ | 26 |  | 0 |  |  | 26 |  | 289 |  | 7880 | [12 empty] | 1 | 2 | 1 | 6 | I | 3
45 |  | Compaction of ground surfaces | [8 empty] | 290 |  | 7940 | [12 empty] | 1 | 2 | 1 | 6 | S | 0
45 | 11 | Compaction of natural or excavated ground surface under floors etc, including scarifying for a depth of 150mm, breaking down oversize material, adding suitable material where necessary and compacting to 93% Mod AASHTO density | m² | 176 |  | 0 |  |  | 176 |  | 291 |  | 7960 | [12 empty] | 1 | 2 | 1 | 6 | I | 2
45 |  | WEED KILLERS, INSECTICIDES, ETC | [8 empty] | 295 |  | 8390 | [12 empty] | 1 | 2 | 1 | 6 | H | 0
45 |  | Soil insecticide in accordance with SANS 5859 | [8 empty] | 296 |  | 8440 | [12 empty] | 1 | 2 | 1 | 6 | S | 0
45 | 12 | Under floors etc, including forming and poisoning shallow furrows against foundation walls etc, filling in furrows and ramming | m² | 596 |  | 0 |  |  | 596 |  | 297 |  | 8450 | [12 empty] | 1 | 2 | 1 | 6 | I | 2
45 |  | TESTS | [8 empty] | 292 |  | 8470 | [12 empty] | 1 | 2 | 1 | 6 | H | 0
45 |  | Prescribed tests to determine degree of compaction or other properties of ground or filling | [8 empty] | 293 |  | 8480 | [12 empty] | 1 | 2 | 1 | 6 | S | 0
45 | 13 | Modified AASHTO Density test | No | 7 |  | 0 |  |  | 7 |  | 294 |  | 8490 | [12 empty] | 1 | 2 | 1 | 6 | I | N
|  | Bill Total |  |  |  |  | 0
|  | BILL NO.2 : CONCRETE, FORMWORK AND REINFORCEMENT | [23 empty] | 1 | 2 | 2 | 15 | H
47 |  | UNREINFORCED CONCRETE CAST ON/IN FORMWORK | [8 empty] | 298 |  | 16580 | [12 empty] | 1 | 2 | 2 | 15 | H | 0
47 |  | 15Mpa/19mm concrete | [8 empty] | 299 |  | 81440 | [12 empty] | 1 | 2 | 2 | 15 | S | 0
47 | 1 | Blinding | m³ | 6 |  | 0 |  |  | 6 |  | 300 |  | 81480 | [12 empty] | 1 | 2 | 2 | 15 | I | 3
47 |  | REINFORCED CONCRETE CAST ON/IN FORMWORK | [8 empty] | 301 |  | 17200 | [12 empty] | 1 | 2 | 2 | 15 | H | 0
47 |  | 25MPa/19mm concrete | [8 empty] | 302 |  | 17210 | [12 empty] | 1 | 2 | 2 | 15 | S | 0
47 | 2 | Strip footings | m³ | 31 |  | 0 |  |  | 31 |  | 303 |  | 17220 | [12 empty] | 1 | 2 | 2 | 15 | I | 3
47 | 3 | Surface beds cast in panels on waterproofing | m³ | 18 |  | 0 |  |  | 18 |  | 304 |  | 17290 | [12 empty] | 1 | 2 | 2 | 15 | I | 3
47 |  | TEST CUBES | [8 empty] | 305 |  | 17920 | [12 empty] | 1 | 2 | 2 | 15 | H | 0
47 |  | Test Cubes | [8 empty] | 306 |  | 149813 | [12 empty] | 1 | 2 | 2 | 15 | S | 0
47 | 4 | Making and testing 150 x 150 x 150mm concrete strength test cube (Provisional) | Item | 1 |  | 0 |  |  | 1 |  | 307 |  | 17930 | [12 empty] | 1 | 2 | 2 | 15 | I | I
47 |  | CONCRETE SUNDRIES | [8 empty] | 308 |  | 17960 | [12 empty] | 1 | 2 | 2 | 15 | H | 0
47 |  | Finishing top surfaces of concrete smooth with a wood float | [8 empty] | 309 |  | 18110 | [12 empty] | 1 | 2 | 2 | 15 | S | 0
47 | 5 | Surface beds, slabs, etc | m² | 176 |  | 0 |  |  | 176 |  | 310 |  | 18120 | [12 empty] | 1 | 2 | 2 | 15 | I | 2
47 |  | ROUGH FORMWORK (DEGREE OF ACCURACY II) (CPAP WORK GROUP NO. 111) | [8 empty] | 311 |  | 18970 | [12 empty] | 1 | 2 | 2 | 15 | H | 0
47 |  | Rough formwork to sides | [8 empty] | 312 |  | 19000 | [12 empty] | 1 | 2 | 2 | 15 | S | 0
47 | 6 | Edges, risers, ends and reveals not exceeding 300mm high or wide | m | 190 |  | 0 |  |  | 190 |  | 313 |  | 19490 | [12 empty] | 1 | 2 | 2 | 15 | I | 1
47 |  | MOVEMENT JOINTS ETC | [8 empty] | 314 |  | 25920 | [12 empty] | 1 | 2 | 2 | 15 | H | 0
47 |  | Expansion joints with bitumen impregnated softboard between vertical concrete surfaces | [8 empty] | 315 |  | 25960 | [12 empty] | 1 | 2 | 2 | 15 | S | 0
47 | 7 | 12mm joints not exceeding 300mm high | m | 176 |  | 0 |  |  | 176 |  | 316 |  | 25970 | [12 empty] | 1 | 2 | 2 | 15 | I | 1
47 |  | Saw-cut joints | [8 empty] | 318 |  | 26040 | [12 empty] | 1 | 2 | 2 | 15 | S | 0
47 | 8 | 6 x 10mm Saw-cut joints in top of concrete | m | 411 |  | 0 |  |  | 411 |  | 319 |  | 26050 | [12 empty] | 1 | 2 | 2 | 15 | I | 1
47 |  | REINFORCEMENT (CPAP WORK GROUP NO. 114) | [8 empty] | 320 |  | 26190 | [12 empty] | 1 | 2 | 2 | 15 | H | 0
47 |  | Fabric reinforcement | [8 empty] | 321 |  | 84780 | [12 empty] | 1 | 2 | 2 | 15 | S | 0
47 | 9 | Type 395 fabric reinforcement in concrete surface beds etc | m² | 176 |  | 0 |  |  | 176 |  | 322 |  | 84800 | [12 empty] | 1 | 2 | 2 | 15 | I | 2
|  | Bill Total |  |  |  |  | 0
|  | BILL NO.3 : MASONRY | [23 empty] | 1 | 2 | 3 | 21 | H
48 |  | BRICKWORK IN FOUNDATIONS (PROVISIONAL) | [8 empty] | 323 |  | 28790 | [12 empty] | 1 | 2 | 3 | 21 | H | 0
48 |  | Brickwork of NFX bricks in class II mortar | [8 empty] | 327 |  | 90430 | [12 empty] | 1 | 2 | 3 | 21 | S | 0
48 | 1 | One brick walls | m² | 208 |  | 0 |  |  | 208 |  | 328 |  | 90680 | [12 empty] | 1 | 2 | 3 | 21 | I | 2
48 |  | SUPERSTRUCTURE | [8 empty] | 333 |  | 92440 | [12 empty] | 1 | 2 | 3 | 21 | H | 0
48 |  | Brickwork of NFP bricks in class II mortar | [8 empty] | 335 |  | 92440 | [12 empty] | 1 | 2 | 3 | 21 | S
48 | 2 | Half brick walls in beam filing | m² | 310 |  | 0 |  |  | 310 |  | 1483 |  | 92440 | [12 empty] | 1 | 2 | 3 | 21 | I | 2
48 | 3 | One brick wall | m² | 19 |  | 0 |  |  | 19 |  | 1484 |  | 92440 | [12 empty] | 1 | 2 | 3 | 21 | I | 2
48 |  | BRICKWORK SUNDRIES | [8 empty] | 1485 |  | 92440 | [12 empty] | 1 | 2 | 3 | 21 | H | 0
48 |  | Brickwork reinforcement | [8 empty] | 1486 |  | 92440 | [12 empty] | 1 | 2 | 3 | 21 | S | 0
48 | 4 | 75mm wide reinforcement built in horizontally | m | 621 |  | 0 |  |  | 621 |  | 1487 |  | 92440 | [12 empty] | 1 | 2 | 3 | 21 | I | 1
48 | 5 | 150mm wide reinforcement built in horizontally | m | 2 675 |  | 0 |  |  | 2675 |  | 1488 |  | 92440 | [12 empty] | 1 | 2 | 3 | 21 | I | 1
48 |  | FACE BRICKWORK | [8 empty] | 336 |  | 30160 | [12 empty] | 1 | 2 | 3 | 21 | H | 0
48 |  | Face brickwork to be 'Corobrik' Firelight Satin FBX of 20-30MPA nominal compressive strenght in Class II mortar with recessed horizontal and vertical joints | [8 empty] | 337 |  | 30170 | [12 empty] | 1 | 2 | 3 | 21 | S | 0
48 | 6 | Extra over brickwork in NFX brickwork for face brickwork in foundations (Provisional) | m² | 19 |  | 0 |  |  | 19 |  | 338 |  | 30270 | [12 empty] | 1 | 2 | 3 | 21 | I | 2
48 |  | Brick-on-edge header course copings, sills, etc of face bricks, pointed with recessed joints on all exposed faces | [8 empty] | 339 |  | 30580 | [12 empty] | 1 | 2 | 3 | 21 | S | 0
48 | 7 | 220mm Copings on top of one brick walls | m | 215 |  | 0 |  |  | 215 |  | 340 |  | 30600 | [12 empty] | 1 | 2 | 3 | 21 | I | 1
|  | Bill Total |  |  |  |  | 0
|  | BILL NO.4 : WATERPROOFING | [23 empty] | 1 | 2 | 4 | 24 | H
49 |  | WATERPROOFING | [8 empty] | 344 |  | 33160 | [12 empty] | 1 | 2 | 4 | 24 | H | 0
49 |  | DAMPPROOFING OF WALLS AND FLOORS | [8 empty] | 347 |  | 33210 | [12 empty] | 1 | 2 | 4 | 24 | H | 0
49 |  | One layer 250 micron green polyethylene waterproof sheeting (SANS 952-1985 type C) sealed at laps with PVC self-adhesive tape | [8 empty] | 353 |  | 33270 | [12 empty] | 1 | 2 | 4 | 24 | S | 0
49 | 1 | Under surface beds | m² | 176 |  | 0 |  |  | 176 |  | 354 |  | 33271 | [12 empty] | 1 | 2 | 4 | 24 | I | 2
49 |  | WATERSTOPS, SEALING STRIPS, JOINT SEALANTS, ETC | [8 empty] | 358 |  | 34020 | [12 empty] | 1 | 2 | 4 | 24 | H | 0
49 |  | Silicone sealing compound including backing cord, bond breaker, primer, etc | [8 empty] | 359 |  | 34150 | [12 empty] | 1 | 2 | 4 | 24 | S | 0
49 | 2 | Bostik' silicon sealant applied with a pressure caulking gun sealing around metal window and timber door frames | m | 1 162 |  | 0 |  |  | 1162 |  | 360 |  | 34151 | [12 empty] | 1 | 2 | 4 | 24 | I | 1
49 |  | Two-part grey polyurethane sealing compound including backing cord, bond breaker, primer, etc | [8 empty] | 361 |  | 34160 | [12 empty] | 1 | 2 | 4 | 24 | S | 0
49 | 3 | 10mm In expansion joints in floors including raking out expansion joint filler as necessary | m | 425 |  | 0 |  |  | 425 |  | 362 |  | 34230 | [12 empty] | 1 | 2 | 4 | 24 | I | 1
|  | Bill Total |  |  |  |  | 0
|  | BILL NO.5 : ROOF COVERINGS | [23 empty] | 1 | 2 | 5 | 27 | H
50 |  | PROFILED METAL SHEETING AND ACCESSORIES | [8 empty] | 363 |  | 36340 | [12 empty] | 1 | 2 | 5 | 27 | H | 0
50 |  | 0,53mm 'Brownbuilt' Z275 spelter galvanised ribbed steel with 'Chromadek' finished to one side, in single length fixed to timber or steel purlins and 0,53mm galvanised sheet steel accessories | [8 empty] | 364 |  | 38240 | [12 empty] | 1 | 2 | 5 | 27 | S | 0
50 | 1 | Roof covering with pitches not exceeding 25 degrees | m² | 2 347 |  | 0 |  |  | 2347 |  | 365 |  | 38250 | [12 empty] | 1 | 2 | 5 | 27 | I | 2
50 | 2 | Ridge capping 450mm girth | m | 213 |  | 0 |  |  | 213 |  | 366 |  | 38250 | [12 empty] | 1 | 2 | 5 | 27 | I | 1
50 | 3 | Broad flute serrated poly ridge closers | m | 425 |  | 0 |  |  | 425 |  | 367 |  | 38250 | [12 empty] | 1 | 2 | 5 | 27 | I | 1
50 |  | "sondor" | [8 empty] | 368 |  | 38250 | [12 empty] | 1 | 2 | 5 | 27 | S | 0
50 | 4 | Sondor corrugated pattern polyclosers at ridge and eaves | m | 213 |  | 0 |  |  | 213 |  | 369 |  | 38250 | [12 empty] | 1 | 2 | 5 | 27 | I | 1
50 |  | ROOF AND WALL INSULATION | [8 empty] | 370 |  | 38620 | [12 empty] | 1 | 2 | 5 | 27 | H | 0
50 |  | Multi-layered reinforced double-sided aluminium foil sheeting in accordance with SANS 1381-4 with a mass of not less than 293g/mý and a Class I fire rating in accordance with SANS 0177-3 | [8 empty] | 371 |  | 38650 | [12 empty] | 1 | 2 | 5 | 27 | S | 0
50 | 5 | Insulation sheeting fixed to underside of rafters (at approximately 750mm centres) and fixed concurent with roof covering including galvanised steel straining wires | m² | 1 956 |  | 0 |  |  | 1956 |  | 372 |  | 101423 | [12 empty] | 1 | 2 | 5 | 27 | I | 2
|  | Bill Total |  |  |  |  | 0
|  | BILL NO.6 : CARPENTRY AND JOINERY | [23 empty] | 1 | 2 | 6 | 30 | H
51 |  | STRUCTURAL TIMBERWORK ETC | [8 empty] | 385 |  | 39150 | [12 empty] | 1 | 2 | 6 | 30 | H | 0
51 |  | PLATE NAILED TIMBER ROOF TRUSS CONSTRUCTION ETC | [8 empty] | 373 |  | 39720 | [12 empty] | 1 | 2 | 6 | 30 | H | 0
51 |  | Sawn softwood grade 4 | [8 empty] | 374 |  | 39790 | [12 empty] | 1 | 2 | 6 | 30 | S | 0
51 | 1 | 38 x 114mm Wall plates | m | 414 |  | 0 |  |  | 414 |  | 375 |  | 39810 | [12 empty] | 1 | 2 | 6 | 30 | I | 1
51 | 2 | 38 x 114mm Longitudinal bracing | m | 430 |  | 0 |  |  | 430 |  | 376 |  | 39820 | [12 empty] | 1 | 2 | 6 | 30 | I | 1
51 | 3 | 38 x 114mm Cross bracing | m | 720 |  | 0 |  |  | 720 |  | 377 |  | 39830 | [12 empty] | 1 | 2 | 6 | 30 | I | 1
51 | 4 | 50 x 76mm Purlins | m | 2 575 |  | 0 |  |  | 2575 |  | 378 |  | 39840 | [12 empty] | 1 | 2 | 6 | 30 | I | 1
51 | 5 | 76 x 75mm Splayed Purlins | m | 414 |  | 0 |  |  | 414 |  | 379 |  | 39840 | [12 empty] | 1 | 2 | 6 | 30 | I | 1
51 | 6 | 50 x 76mm Trimmers | m | 414 |  | 0 |  |  | 414 |  | 380 |  | 39840 | [12 empty] | 1 | 2 | 6 | 30 | I | 1
51 |  | Roof Trusses | [8 empty] | 1491 |  | 39840 | [12 empty] | 1 | 2 | 6 | 30 | S | 0
51 | 7 | Roof construction to double pitched roof with gable ends with total area 8m2 (Measure on plan) with 600mm wide over hang on the eaves side and 400mm overhang on the gable side, all in accordance to the Architectural specifications, including trusses. | No | 1 |  | 0 |  |  | 1 |  | 381 |  | 39890 | [12 empty] | 1 | 2 | 6 | 30 | I | N
51 | 8 | Roof construction to double pitched roof with gable ends with total area 80m2 (Measure on plan) with 600mm wide over hang on the eaves side and 400mm overhang on the gable side, all in accordance to the Architectural specifications, including trusses. | No | 1 |  | 0 |  |  | 1 |  | 382 |  | 39890 | [12 empty] | 1 | 2 | 6 | 30 | I | N
51 | 9 | Roof construction to double pitched roof with gable ends with total area 100m2 (Measure on plan) with 600mm wide over hang on the eaves side and 400mm overhang on the gable side, all in accordance to the Architectural specifications, including trusses. | No | 2 |  | 0 |  |  | 2 |  | 383 |  | 39890 | [12 empty] | 1 | 2 | 6 | 30 | I | N
51 | 10 | Roof construction to double pitched roof with gable ends with total area 350m2 (Measure on plan) with 600mm wide over hang on the eaves side and 400mm overhang on the gable side, all in accordance to the Architectural specifications, including trusses. | No | 1 |  | 0 |  |  | 1 |  | 384 |  | 39890 | [12 empty] | 1 | 2 | 6 | 30 | I | N
52 | 11 | Roof construction to double pitched roof with gable ends with total area 380m2 (Measure on plan) with 600mm wide over hang on the eaves side and 400mm overhang on the gable side, all in accordance to the Architectural specifications, including trusses. | No | 3 |  | 0 |  |  | 3 |  | 1492 |  | 39890 | [12 empty] | 1 | 2 | 6 | 30 | I | N
52 | 12 | Roof construction to double pitched roof with gable ends with total area 560m2 (Measure on plan) with 600mm wide over hang on the eaves side and 400mm overhang on the gable side, all in accordance to the Architectural specifications, including trusses. | No | 1 |  | 0 |  |  | 1 |  | 1493 |  | 39890 | [12 empty] | 1 | 2 | 6 | 30 | I | N
52 |  | Sundries | [8 empty] | 386 |  | 39620 | [12 empty] | 1 | 2 | 6 | 30 | S | 0
52 | 13 | Wrought faces on sawn timbers | m² | 248 |  | 0 |  |  | 248 |  | 387 |  | 39630 | [12 empty] | 1 | 2 | 6 | 30 | I | 2
52 | 14 | Two coats creosote on sawn timbers | m² | 248 |  | 0 |  |  | 248 |  | 388 |  | 39640 | [12 empty] | 1 | 2 | 6 | 30 | I | 2
52 | 15 | Teco' two way hurricane clips | No | 3 182 |  | 0 |  |  | 3182 |  | 389 |  | 39690 | [12 empty] | 1 | 2 | 6 | 30 | I | N
52 | 16 | 4mm diameter Galvanised hoop iron roof tie 2m girth, bent double with one end fixed to the timber and other end built into brickwork | No | 810 |  | 0 |  |  | 810 |  | 390 |  | 39710 | [12 empty] | 1 | 2 | 6 | 30 | I | N
52 |  | EAVES, VERGES, ETC | [8 empty] | 391 |  | 39990 | [12 empty] | 1 | 2 | 6 | 30 | H | 0
52 |  | Everite FC77' pressed fibre-Cement | [8 empty] | 392 |  | 40220 | [12 empty] | 1 | 2 | 6 | 30 | S | 0
52 | 17 | 10 x 225mm Fascias, including galvanised steel H-profile joiners fixed to timber | m | 414 |  | 0 |  |  | 414 |  | 393 |  | 40250 | [12 empty] | 1 | 2 | 6 | 30 | I | 1
52 | 18 | 10 x 80 x 260mm L-shaped barge boards including galvanised steel H-profile jointing strips | m | 188 |  | 0 |  |  | 188 |  | 394 |  | 40250 | [12 empty] | 1 | 2 | 6 | 30 | I | 1
52 |  | DOORS ETC | [8 empty] | 398 |  | 40690 | [12 empty] | 1 | 2 | 6 | 30 | H | 0
52 |  | Meranti' doors formed 40 x 110mm stiles and top rail, 20 x 150mm ledge and 20 x 110mm braces and 20 x 225mm bottom ledge, filled in flush on outer face with 20 x 75mm V-jointed vertical boarding, top rail and door hung to steel door frame | [8 empty] | 399 |  | 40720 | [12 empty] | 1 | 2 | 6 | 30 | S | 0
52 | 19 | 40mm thick framed, ledged and braced batten door 813 x 2032mm high and with 38 x 76mm (Extreme) once rebated, once chamfered and once hollow grooved weatherboard frame into bottom ledge, bedded in white lead, screwed and pelleted. | No | 44 |  | 0 |  |  | 44 |  | 400 |  | 102403 | [12 empty] | 1 | 2 | 6 | 30 | I | N
52 | 20 | Timber double door and frame exceeding 2,5m2 and not exceeding 5m2 | No | 4 |  | 0 |  |  | 4 |  | 1494 |  | 102403 | [12 empty] | 1 | 2 | 6 | 30 | I | N
|  | Bill Total |  |  |  |  | 0
|  | BILL NO.7 : CEILINGS PARTITIONS AND ACCESS FLOORING | [23 empty] | 1 | 2 | 7 | 33 | H
54 |  | CEILING TIMBERS, BEADS, INSULATION, ETC | [8 empty] | 407 |  | 43600 | [12 empty] | 1 | 2 | 7 | 33 | H | 0
54 |  | Aerolite' insulation | [8 empty] | 408 |  | 43840 | [12 empty] | 1 | 2 | 7 | 33 | S | 0
54 | 1 | 100mm Insulation in blanket form closely fitted and laid on top of brandering between roof timbers etc | m² | 1 956 |  | 0 |  |  | 1956 |  | 409 |  | 43850 | [12 empty] | 1 | 2 | 7 | 33 | I | 2
54 |  | NAILED-UP CEILINGS | [8 empty] | 401 |  | 43870 | [12 empty] | 1 | 2 | 7 | 33 | H | 0
54 |  | 9,5mm 'Rhino' Gypsum plasterboard with H-profile pressed steel jointing strips | [8 empty] | 402 |  | 43930 | [12 empty] | 1 | 2 | 7 | 33 | S | 0
54 | 2 | Ceilings including 38 x 50mm sawn softwood brandering at 450mm centres | m² | 1 956 |  | 0 |  |  | 1956 |  | 403 |  | 43978 | [12 empty] | 1 | 2 | 7 | 33 | I | 2
54 | 3 | Extra over ceiling for 600 x 600mm trap door of 38 x 114mm wrought softwood rebated framing with one cross brander, covered with ceiling board and fitted flush in opening, including necessary trimmers around | No | 24 |  | 0 |  |  | 24 |  | 404 |  | 44007 | [12 empty] | 1 | 2 | 7 | 33 | I | N
54 |  | Rhino' Gypsum plasterboard cornices | [8 empty] | 405 |  | 44320 | [12 empty] | 1 | 2 | 7 | 33 | S | 0
54 | 4 | 75mm Coved cornices | m | 570 |  | 0 |  |  | 570 |  | 406 |  | 44330 | [12 empty] | 1 | 2 | 7 | 33 | I | 1
|  | Bill Total |  |  |  |  | 0
|  | BILL NO.8 : IRONMONGERY | [23 empty] | 1 | 2 | 8 | 39 | H
55 |  | HINGES, BOLTS, ETC | [8 empty] | 416 |  | 46570 | [12 empty] | 1 | 2 | 8 | 39 | H | 0
55 |  | Solid' or similar approved | [8 empty] | 417 |  | 46580 | [12 empty] | 1 | 2 | 8 | 39 | S | 0
55 | 1 | 100mm Brass hinge with nylon washers | No | 156 |  | 0 |  |  | 156 |  | 418 |  | 46586 | [12 empty] | 1 | 2 | 8 | 39 | I | N
55 |  | LOCKS | [8 empty] | 419 |  | 46950 | [12 empty] | 1 | 2 | 8 | 39 | H | 0
55 |  | Manufactured by 'Solid' | [8 empty] | 422 |  | 47010 | [12 empty] | 1 | 2 | 8 | 39 | S | 0
55 |  | The following locks are to be suitable for Master key operation | [8 empty] | 423 |  | 47183 | [12 empty] | 1 | 2 | 8 | 39 | S
55 | 2 | "Reference 390/313" Four lever lockset with striking plate fixed to metal frame | No | 48 |  | 0 |  |  | 48 |  | 424 |  | 47183 | [12 empty] | 1 | 2 | 8 | 39 | I | N
55 | 3 | Master key | No | 1 |  | 0 |  |  | 1 |  | 425 |  | 47183 | [12 empty] | 1 | 2 | 8 | 39 | I | N
55 |  | HANDLES | [8 empty] | 426 |  | 47490 | [12 empty] | 1 | 2 | 8 | 39 | H | 0
55 |  | Manufactured by 'Union' | [8 empty] | 427 |  | 47500 | [12 empty] | 1 | 2 | 8 | 39 | S | 0
55 | 4 | SS5515-150BTSS' pull handle | No | 56 |  | 0 |  |  | 56 |  | 428 |  | 47503 | [12 empty] | 1 | 2 | 8 | 39 | I | N
55 |  | SUNDRIES | [8 empty] | 429 |  | 48260 | [12 empty] | 1 | 2 | 8 | 39 | H | 0
55 |  | Manufactured by 'Solid' | [8 empty] | 430 |  | 48280 | [12 empty] | 1 | 2 | 8 | 39 | S | 0
55 | 5 | Ref '87001SS door stop , plugged | No | 52 |  | 0 |  |  | 52 |  | 431 |  | 48282 | [12 empty] | 1 | 2 | 8 | 39 | I | N
55 | 6 | "solid Art 250" Coat hook | No | 48 |  | 0 |  |  | 48 |  | 1495 |  | 48282 | [12 empty] | 1 | 2 | 8 | 39 | I | N
55 |  | PINNING BOARDS, WRITING BOARDS, PROJECTION SCREENS, ETC | [8 empty] | 433 |  | 48890 | [12 empty] | 1 | 2 | 8 | 39 | H | 0
55 |  | Manufactured by 'Flortime' | [8 empty] | 434 |  | 48900 | [12 empty] | 1 | 2 | 8 | 39 | S | 0
55 | 7 | Pinning board 1200 x 900mm high overall of 9mm pinning board glued to 12mm chipboard backboard plugged and screwed and framed with 30 x 60mm wrought meranti varnished frame (Provisional) | No | 20 |  | 0 |  |  | 20 |  | 435 |  | 48901 | [12 empty] | 1 | 2 | 8 | 39 | I | N
55 | 8 | Vitrex' green writing board 4800 x 1140mm high with chalk rail plugged | No | 18 |  | 0 |  |  | 18 |  | 436 |  | 48902 | [12 empty] | 1 | 2 | 8 | 39 | I | N
|  | Bill Total |  |  |  |  | 0
|  | BILL NO.9 : METALWORK | [23 empty] | 1 | 2 | 9 | 45 | H
56 |  | STEEL GATES, SCREENS, ETC | [8 empty] | 1503 |  | 51060 | [12 empty] | 1 | 2 | 9 | 45 | H | 0
56 |  | Welded screens and gates to ? | [8 empty] | 1504 |  | 106713 | [12 empty] | 1 | 2 | 9 | 45 | S | 0
56 | 1 | Double gate 1640 x 2050mm high of 60 x 40 x 2,5mm hollow section frame filled in with 40 x 20 x 2,5mm hollow section verticals at 120mm centres, fitted with narrow stile lock box and backing plate and two 100mm heavy duty butt hinges welded on | No | 2 |  | 0 |  |  | 2 |  | 1505 |  | 106843 | [12 empty] | 1 | 2 | 9 | 45 | I | N
56 |  | PRESSED STEEL DOOR FRAMES | [8 empty] | 1506 |  | 52540 | [12 empty] | 1 | 2 | 9 | 45 | H | 0
56 |  | 1,6mm Rebated frames suitable for one brick walls | [8 empty] | 1507 |  | 107923 | [12 empty] | 1 | 2 | 9 | 45 | S | 0
56 | 2 | Frame for door 813 x 2032mm high | No | 44 |  | 0 |  |  | 44 |  | 1508 |  | 144703 | [12 empty] | 1 | 2 | 9 | 45 | I | N
56 | 3 | Frame for door 1600 x 2032mm high | No | 4 |  | 0 |  |  | 4 |  | 1509 |  | 144703 | [12 empty] | 1 | 2 | 9 | 45 | I | N
56 |  | HOT DIPPED GALVANIZED STEEL WINDOWS, DOORS, ETC | [8 empty] | 1496 |  | 53050 | [12 empty] | 1 | 2 | 9 | 45 | H | 0
56 |  | Standard industrial windows with hot dipped galvanized steel flat bars 20 x 5mm thick to opening sections including all necessary ironmongery, factory fitted: | [8 empty] | 1497 |  | 108196 | [12 empty] | 1 | 2 | 9 | 45 | S | 0
56 | 4 | Window type SS33, 587 x 687mm high (W2) | No | 16 |  | 0 |  |  | 16 |  | 1498 |  | 108235 | [12 empty] | 1 | 2 | 9 | 45 | I | N
56 | 5 | Window type SS33, 587 x 987mm high (W2) | No | 78 |  | 0 |  |  | 78 |  | 1499 |  | 108235 | [12 empty] | 1 | 2 | 9 | 45 | I | N
56 | 6 | Window type SS33, 987 x 987mm high (W1) | No | 1 |  | 0 |  |  | 1 |  | 1500 |  | 108235 | [12 empty] | 1 | 2 | 9 | 45 | I | N
56 | 7 | Window type SS33, 987 x 1445mm high (W2) | No | 109 |  | 0 |  |  | 109 |  | 1501 |  | 108235 | [12 empty] | 1 | 2 | 9 | 45 | I | N
56 | 8 | Window type SS33, 987 x 2387mm high (W3) | No | 2 |  | 0 |  |  | 2 |  | 1502 |  | 108235 | [12 empty] | 1 | 2 | 9 | 45 | I | N
|  | Bill Total |  |  |  |  | 0
|  | BILL NO.10 : PLASTERING | [23 empty] | 1 | 2 | 10 | 48 | H
57 |  | SCREEDS | [8 empty] | 454 |  | 55090 | [12 empty] | 1 | 2 | 10 | 48 | H | 0
57 |  | Screeds wood floated, on concrete | [8 empty] | 455 |  | 55100 | [12 empty] | 1 | 2 | 10 | 48 | S | 0
57 | 1 | 30mm Thick on floors and landings | m² | 1 686 |  | 0 |  |  | 1686 |  | 456 |  | 109603 | [12 empty] | 1 | 2 | 10 | 48 | I | 2
57 | 2 | 30mm Thick on narrow widths | m² | 26 |  | 0 |  |  | 26 |  | 1510 |  | 109603 | [12 empty] | 1 | 2 | 10 | 48 | I | 2
57 |  | GRONOLITHIC | [8 empty] | 1511 |  | 109603 | [12 empty] | 1 | 2 | 10 | 48 | H | 0
57 |  | Untinted granolithic, on concrete | [8 empty] | 1512 |  | 109603 | [12 empty] | 1 | 2 | 10 | 48 | S | 0
57 | 3 | 25mm thick on floors and landings | m² | 26 |  | 0 |  |  | 26 |  | 1513 |  | 109603 | [12 empty] | 1 | 2 | 10 | 48 | I | 2
57 |  | INTERNAL PLASTER | [8 empty] | 461 |  | 55470 | [12 empty] | 1 | 2 | 10 | 48 | H | 0
57 |  | Cement plaster steel trowelled, on brickwork | [8 empty] | 462 |  | 55520 | [12 empty] | 1 | 2 | 10 | 48 | S | 0
57 | 4 | On walls | m² | 101 |  | 0 |  |  | 101 |  | 463 |  | 113573 | [12 empty] | 1 | 2 | 10 | 48 | I | 2
57 | 5 | On narrow widths | m² | 26 |  | 0 |  |  | 26 |  | 464 |  | 113663 | [12 empty] | 1 | 2 | 10 | 48 | I | 2
57 |  | EXTERNAL PLASTER | [8 empty] | 465 |  | 55600 | [12 empty] | 1 | 2 | 10 | 48 | H | 0
57 |  | Cement plaster wood floated for tiles, on brickwork | [8 empty] | 466 |  | 55630 | [12 empty] | 1 | 2 | 10 | 48 | S | 0
57 | 6 | On walls | m² | 101 |  | 0 |  |  | 101 |  | 467 |  | 117893 | [12 empty] | 1 | 2 | 10 | 48 | I | 2
57 | 7 | On narrow widths | m² | 26 |  | 0 |  |  | 26 |  | 468 |  | 117983 | [12 empty] | 1 | 2 | 10 | 48 | I | 2
|  | Bill Total |  |  |  |  | 0
|  | BILL NO.11 : PLUMBING AND DRAINAGE | [23 empty] | 1 | 2 | 11 | 54 | H
58 |  | RAINWATER DISPOSAL | [8 empty] | 469 |  | 57630 | [12 empty] | 1 | 2 | 11 | 54 | H | 0
58 |  | 0.6mm seamless aluminium prepainted gutters and rainwater pipes | [8 empty] | 470 |  | 57660 | [12 empty] | 1 | 2 | 11 | 54 | S | 0
58 | 1 | 150 x 100mm Roof gutters including 32 x 3.25mm aluminium brackets at 1m centres | m | 58 |  | 0 |  |  | 58 |  | 471 |  | 57697 | [12 empty] | 1 | 2 | 11 | 54 | I | 1
58 | 2 | 100 x 75mm Rainwater pipes | m | 116 |  | 0 |  |  | 116 |  | 474 |  | 57703 | [12 empty] | 1 | 2 | 11 | 54 | I | 1
58 | 3 | Extra over gutter for stopped end | No | 38 |  | 0 |  |  | 38 |  | 472 |  | 57705 | [12 empty] | 1 | 2 | 11 | 54 | I | N
58 | 4 | Extra over gutter for outlet for 100 x 75mm pipe including wire grating | No | 33 |  | 0 |  |  | 33 |  | 473 |  | 57708 | [12 empty] | 1 | 2 | 11 | 54 | I | N
58 | 5 | Extra over rainwater pipe for bend | No | 66 |  | 0 |  |  | 66 |  | 475 |  | 57709 | [12 empty] | 1 | 2 | 11 | 54 | I | N
58 | 6 | Extra over rainwater pipe for shoe | No | 33 |  | 0 |  |  | 33 |  | 476 |  | 57713 | [12 empty] | 1 | 2 | 11 | 54 | I | N
58 | 7 | Valley gutter | m | 25 |  | 0 |  |  | 25 |  | 1514 |  | 57713 | [12 empty] | 1 | 2 | 11 | 54 | I | 1
|  | Bill Total |  |  |  |  | 0
|  | BILL NO.12 : GLAZING | [23 empty] | 1 | 2 | 12 | 63 | H
59 |  | SUPPLEMENTARY PREAMBLES | [8 empty] | 1515 |  | 69850 | [12 empty] | 1 | 2 | 12 | 63 | H | 0
59 |  | Float glass | [8 empty] | 1516 |  | 69880 | [12 empty] | 1 | 2 | 12 | 63 | S | 0
59 |  | The term float glass is used for monolithic annealed glass | [8 empty] | 1517 |  | 69890 | [12 empty] | 1 | 2 | 12 | 63 | C | 0
59 |  | Laminated glass | [8 empty] | 1518 |  | 69900 | [12 empty] | 1 | 2 | 12 | 63 | S | 0
59 |  | Laminated glass to have polyvinyl butyral (PVB) interlayer(s) | [8 empty] | 1519 |  | 69910 | [12 empty] | 1 | 2 | 12 | 63 | C | 0
59 |  | GLAZING TO STEEL WITH PUTTY | [8 empty] | 1520 |  | 136083 | [12 empty] | 1 | 2 | 12 | 63 | H | 0
59 |  | 4mm Clear float glass | [8 empty] | 1521 |  | 136093 | [12 empty] | 1 | 2 | 12 | 63 | S | 0
59 | 1 | Panes exceeding 0,1m and not exceeding 0,5m | m² | 7 |  | 0 |  |  | 7 |  | 1522 |  | 136113 | [12 empty] | 1 | 2 | 12 | 63 | I | 2
59 | 2 | Panes exceeding 0,5m and not exceeding 1m | m² | 47 |  | 0 |  |  | 47 |  | 1523 |  | 136123 | [12 empty] | 1 | 2 | 12 | 63 | I | 2
59 | 3 | Panes exceeding 1m and not exceeding 1,5mm | m² | 156 |  | 0 |  |  | 156 |  | 1524 |  | 136143 | [12 empty] | 1 | 2 | 12 | 63 | I | 2
59 | 4 | Panes exceeding 2m and not exceeding 2,5m | m² | 5 |  | 0 |  |  | 5 |  | 1525 |  | 136183 | [12 empty] | 1 | 2 | 12 | 63 | I | 2
|  | Bill Total |  |  |  |  | 0
|  | BILL NO.13 : PAINTWORK | [23 empty] | 1 | 2 | 13 | 66 | H
60 |  | SUPPLEMENTARY PREAMBLES | [8 empty] | 1527 |  | 70730 | [12 empty] | 1 | 2 | 13 | 66 | H | 0
60 |  | PREPARATORY WORK TO EXISTING WORK | [8 empty] | 1528 |  | 70740 | [12 empty] | 1 | 2 | 13 | 66 | S | 0
60 |  | Previously painted plastered surfaces | [8 empty] | 1529 |  | 70760 | [12 empty] | 1 | 2 | 13 | 66 | C | 0
|  | Surfaces shall be thoroughly washed down and allowed to dry completely before any paint is applied. Blistered or peeling paint shall be completely removed and cracks shall be opened, filled with a suitable filler and finished smooth | [8 empty] | 1529 |  | 70760 | [12 empty] | 1 | 2 | 13 | 66 | C | 0
60 |  | Previously painted metal surfaces | [8 empty] | 1530 |  | 70780 | [12 empty] | 1 | 2 | 13 | 66 | C | 0
|  | Surfaces shall be thoroughly rubbed and cleaned down. Blistered or peeling paint shall be completely removed down to bare metal | [8 empty] | 1530 |  | 70780 | [12 empty] | 1 | 2 | 13 | 66 | C | 0
60 |  | Previously painted wood surfaces | [8 empty] | 1531 |  | 70800 | [12 empty] | 1 | 2 | 13 | 66 | C | 0
|  | Surfaces shall be thoroughly cleaned down. Blistered or peeling paint shall be completely removed and cracks and crevices shall be primed, filled with suitable filler and finished smooth | [8 empty] | 1531 |  | 70800 | [12 empty] | 1 | 2 | 13 | 66 | C | 0
60 |  | Paint Specifications All painting shall be done in accordance with specifications unless otherwise described | [8 empty] | 1532 |  | 70820 | [12 empty] | 1 | 2 | 13 | 66 | C | 0
60 |  | ON NEW PLASTERBOARD SURFACES | [8 empty] | 1538 |  | 71480 | [12 empty] | 1 | 2 | 13 | 66 | H | 0
60 |  | One coat alkali resistant primer and two coats PVA emulsion paint for interior use | [8 empty] | 1539 |  | 71490 | [12 empty] | 1 | 2 | 13 | 66 | S | 0
60 | 1 | Ceilings and cornices (White colour group) | m² | 1 956 |  | 0 |  |  | 1956 |  | 1540 |  | 141993 | [12 empty] | 1 | 2 | 13 | 66 | I | 2
60 |  | ON NEW FIBRE-CEMENT BOARD SURFACES | [8 empty] | 1544 |  | 71560 | [12 empty] | 1 | 2 | 13 | 66 | H | 0
60 |  | One coat alkali resistant primer and two coats superior quality acrylic emulsion paint for interior and exterior use | [8 empty] | 1545 |  | 71570 | [12 empty] | 1 | 2 | 13 | 66 | S | 0
60 | 2 | Fascias and barge boards | m² | 256 |  | 0 |  |  | 256 |  | 1546 |  | 142083 | [12 empty] | 1 | 2 | 13 | 66 | I | 2
60 |  | ON NEW WOOD SURFACES | [8 empty] | 1547 |  | 71970 | [12 empty] | 1 | 2 | 13 | 66 | H | 0
60 |  | One coat primer, one coat alkyd based universal undercoat and two coats superior quality universal enamel paint | [8 empty] | 1548 |  | 72010 | [12 empty] | 1 | 2 | 13 | 66 | S | 0
60 | 3 | Doors | m² | 171 |  | 0 |  |  | 171 |  | 1549 |  | 72011 | [12 empty] | 1 | 2 | 13 | 66 | I | 2
61 |  | ON EXISTING INTERNAL FLOATED PLASTER SURFACES | [8 empty] | 1552 |  | 72190 | [12 empty] | 1 | 2 | 13 | 66 | H | 0
61 |  | Two coats premium quality polyurethane enamel paint | [8 empty] | 1553 |  | 72220 | [12 empty] | 1 | 2 | 13 | 66 | S | 0
61 | 4 | Internal Walls | m² | 3 130 |  | 0 |  |  | 3130 |  | 1554 |  | 72221 | [12 empty] | 1 | 2 | 13 | 66 | I | 2
61 | 5 | External Walls | m² | 1 711 |  | 0 |  |  | 1711 |  | 1555 |  | 72221 | [12 empty] | 1 | 2 | 13 | 66 | I | 2
61 |  | ON EXISTING METAL SURFACES | [8 empty] | 1559 |  | 72410 | [12 empty] | 1 | 2 | 13 | 66 | H | 0
61 |  | One coat alkyd based universal undercoat and one coat superior quality universal enamel paint | [8 empty] | 1560 |  | 72420 | [12 empty] | 1 | 2 | 13 | 66 | S | 0
61 | 6 | Windows with burglar bars | m² | 429 |  | 0 |  |  | 429 |  | 1561 |  | 72425 | [12 empty] | 1 | 2 | 13 | 66 | I | 2
|  | Bill Total |  |  |  |  | 0
|  | Section Total |  |  |  |  | 0
|  | SECTION NO. 4 : EXTERNAL WORKS | [23 empty] | 1 | 4 | 1 | 72 | H
|  | BILL NO.1 : EXTERNAL WORKS | [23 empty] | 1 | 4 | 1 | 72 | H
65 |  | WATER TANKS AND PLINTHS (ALL TRADES) | [8 empty] | 643 |  | 6450 | [12 empty] | 1 | 4 | 1 | 72 | H | 0
65 |  | EARTHWORKS (PROVISIONAL) | [8 empty] | 786 |  | 6450 | [12 empty] | 1 | 4 | 1 | 72 | H | 0
65 |  | EXCAVATION, FILLING, ETC, OTHER THAN BULK | [8 empty] | 776 |  | 6450 | [12 empty] | 1 | 4 | 1 | 72 | H | 0
65 |  | Excavation in earth not exceeding 2m deep | [8 empty] | 644 |  | 8560 | [12 empty] | 1 | 4 | 1 | 72 | S | 0
65 | 1 | Reduced levels under floors | m³ | 5 |  | 0 |  |  | 5 |  | 645 |  | 8900 | [12 empty] | 1 | 4 | 1 | 72 | I | 3
65 | 2 | Trenches | m³ | 104 |  | 0 |  |  | 104 |  | 646 |  | 8910 | [12 empty] | 1 | 4 | 1 | 72 | I | 3
65 |  | Extra over trench and hole excavations in earth for excavation in: | [8 empty] | 647 |  | 9360 | [12 empty] | 1 | 4 | 1 | 72 | S | 0
65 | 3 | Intermediate materials | m³ | 13 |  | 0 |  |  | 13 |  | 648 |  | 9370 | [12 empty] | 1 | 4 | 1 | 72 | I | 3
65 | 4 | Hard rock materials | m³ | 13 |  | 0 |  |  | 13 |  | 649 |  | 9380 | [12 empty] | 1 | 4 | 1 | 72 | I | 3
65 |  | Extra over all excavations for carting away | [8 empty] | 650 |  | 9620 | [12 empty] | 1 | 4 | 1 | 72 | S | 0
65 | 5 | Surplus material from excavations and/or stock piles on site, to a dumping site to be located by the contractor | m³ | 4 |  | 0 |  |  | 4 |  | 651 |  | 9630 | [12 empty] | 1 | 4 | 1 | 72 | I | 3
65 |  | Risk of collapse of excavations | [8 empty] | 652 |  | 7380 | [12 empty] | 1 | 4 | 1 | 72 | S | 0
65 | 6 | Sides of trench and hole excavations not exceeding 1,5m deep | m² | 250 |  | 0 |  |  | 250 |  | 653 |  | 7410 | [12 empty] | 1 | 4 | 1 | 72 | I | 2
65 |  | FILLING, ETC | [8 empty] | 654 |  | 7480 | [12 empty] | 1 | 4 | 1 | 72 | H | 0
65 |  | Earth filling obtained from the excavations and/or prescribed stock piles on site, compacted to 93% Mod AASHTO density | [8 empty] | 655 |  | 7570 | [12 empty] | 1 | 4 | 1 | 72 | S | 0
65 | 7 | Backfilling to trenches, holes, etc | m³ | 12 |  | 0 |  |  | 12 |  | 656 |  | 9790 | [12 empty] | 1 | 4 | 1 | 72 | I | 3
65 |  | Filling of coarse river sand supplied by the contractor, consolidated | [8 empty] | 657 |  | 7830 | [12 empty] | 1 | 4 | 1 | 72 | S | 0
65 | 8 | Under floors etc | m³ | 2 |  | 0 |  |  | 2 |  | 658 |  | 7840 | [12 empty] | 1 | 4 | 1 | 72 | I | 3
65 |  | Filling of hardcore, consolidated | [8 empty] | 659 |  | 7870 | [12 empty] | 1 | 4 | 1 | 72 | S | 0
65 | 9 | Under floors etc | m³ | 17 |  | 0 |  |  | 17 |  | 660 |  | 7880 | [12 empty] | 1 | 4 | 1 | 72 | I | 3
65 |  | Compaction of ground surfaces | [8 empty] | 661 |  | 7940 | [12 empty] | 1 | 4 | 1 | 72 | S | 0
65 | 10 | compaction of ground surface under floors etc including scarifying to a depth of 150mm, breaking down oversize material, adding suitable material where necessary and compacting to 93% Mod AASHTO density | m² | 33 |  | 0 |  |  | 33 |  | 662 |  | 7960 | [12 empty] | 1 | 4 | 1 | 72 | I | 2
66 |  | WEED KILLERS, INSECTICIDES, ETC | [8 empty] | 666 |  | 8390 | [12 empty] | 1 | 4 | 1 | 72 | H | 0
66 |  | Soil insecticide in accordance with SANS 5859 | [8 empty] | 667 |  | 8440 | [12 empty] | 1 | 4 | 1 | 72 | S | 0
66 | 11 | Under floors etc, including forming and poisoning shallow furrows against foundation walls etc, filling in furrows and ramming | m² | 33 |  | 0 |  |  | 33 |  | 668 |  | 8450 | [12 empty] | 1 | 4 | 1 | 72 | I | 2
66 | 12 | To bottoms and sides of trenches etc | m² | 316 |  | 0 |  |  | 316 |  | 669 |  | 8460 | [12 empty] | 1 | 4 | 1 | 72 | I | 2
66 |  | TESTS | [8 empty] | 663 |  | 8470 | [12 empty] | 1 | 4 | 1 | 72 | H | 0
66 |  | Prescribed tests to determine degree of compaction or other properties of ground or filling | [8 empty] | 664 |  | 8480 | [12 empty] | 1 | 4 | 1 | 72 | S | 0
66 | 13 | Modified AASHTO Density test | No | 13 |  | 0 |  |  | 13 |  | 665 |  | 8490 | [12 empty] | 1 | 4 | 1 | 72 | I | N
66 |  | CONCRETE, FORMWORK AND REINFORCEMENT | [8 empty] | 670 |  | 16580 | [12 empty] | 1 | 4 | 1 | 72 | H | 0
66 |  | Reinforced concrete | [8 empty] | 673 |  | 17200 | [12 empty] | 1 | 4 | 1 | 72 | S | 0
66 |  | 25MPa/19mm concrete | [8 empty] | 674 |  | 17210 | [12 empty] | 1 | 4 | 1 | 72 | S | 0
66 | 14 | Surface beds cast on waterproofing | m³ | 3 |  | 0 |  |  | 3 |  | 675 |  | 17220 | [12 empty] | 1 | 4 | 1 | 72 | I | 3
66 |  | Reinforced concrete cast against excavated surfaces | [8 empty] | 777 |  | 17220 | [12 empty] | 1 | 4 | 1 | 72 | S | 0
66 |  | 25MPa/19mm concrete | [8 empty] | 778 |  | 17220 | [12 empty] | 1 | 4 | 1 | 72 | S | 0
66 | 15 | Strip Footings | m³ | 8 |  | 0 |  |  | 8 |  | 676 |  | 17290 | [12 empty] | 1 | 4 | 1 | 72 | I | 3
66 |  | TEST CUBES | [8 empty] | 677 |  | 17920 | [12 empty] | 1 | 4 | 1 | 72 | H | 0
66 |  | Test Cubes | [8 empty] | 678 |  | 149813 | [12 empty] | 1 | 4 | 1 | 72 | S | 0
66 | 16 | Making and testing 150 x 150 x 150mm concrete strength test cube (Provisional) | Item | 1 |  | 0 |  |  | 1 |  | 679 |  | 17930 | [12 empty] | 1 | 4 | 1 | 72 | I | I
66 |  | CONCRETE SUNDRIES | [8 empty] | 680 |  | 17960 | [12 empty] | 1 | 4 | 1 | 72 | H | 0
66 |  | Finishing top surfaces of concrete smooth with a wood float | [8 empty] | 681 |  | 18110 | [12 empty] | 1 | 4 | 1 | 72 | S | 0
66 | 17 | Surface beds, slabs, etc | m² | 33 |  | 0 |  |  | 33 |  | 682 |  | 18120 | [12 empty] | 1 | 4 | 1 | 72 | I | 2
66 |  | SMOOTH FORMWORK (DEGREE OF ACURACY II) | [8 empty] | 683 |  | 18970 | [12 empty] | 1 | 4 | 1 | 72 | H | 0
66 |  | Class F2 smooth finish formwork to sides | [8 empty] | 684 |  | 19000 | [12 empty] | 1 | 4 | 1 | 72 | S | 0
66 | 18 | Edges, risers, ends and reveals not exceeding 300mm high or wide | m | 83 |  | 0 |  |  | 83 |  | 685 |  | 19490 | [12 empty] | 1 | 4 | 1 | 72 | I | 1
66 |  | Reinforcement (Provisional) | [8 empty] | 686 |  | 25920 | [12 empty] | 1 | 4 | 1 | 72 | H | 0
66 |  | High tensile steel reinforcement in concrete surface beds, slabs, etc | [8 empty] | 687 |  | 25960 | [12 empty] | 1 | 4 | 1 | 72 | S | 0
66 | 19 | Various Diameter bars | Tonnes | 1.3 |  | 0 |  |  | 1.3 |  | 688 |  | 25970 | [12 empty] | 1 | 4 | 1 | 72 | I | T
67 |  | Fabric reinforcement | [8 empty] | 837 |  | 25970 | [12 empty] | 1 | 4 | 1 | 72 | S | 0
67 | 20 | Type 395 fabric reinforcement in concrete surface beds, slabs etc | m² | 33 |  | 0 |  |  | 33 |  | 838 |  | 25970 | [12 empty] | 1 | 4 | 1 | 72 | I | 2
67 |  | FOUNDATIONS BRICKWORK | [8 empty] | 689 |  | 25970 | [12 empty] | 1 | 4 | 1 | 72 | H
67 |  | Brickwork | [8 empty] | 690 |  | 26040 | [12 empty] | 1 | 4 | 1 | 72 | S | 0
67 |  | Brickwork of NFP bricks in class II mortar | [8 empty] | 779 |  | 26040 | [12 empty] | 1 | 4 | 1 | 72 | S | 0
67 | 21 | One brick walls | m² | 42 |  | 0 |  |  | 42 |  | 691 |  | 26050 | [12 empty] | 1 | 4 | 1 | 72 | I | 2
67 |  | SUPERSTRUCTURE BRICKWORK | [8 empty] | 692 |  | 26190 | [12 empty] | 1 | 4 | 1 | 72 | H | 0
67 |  | Brickwork of NFP bricks in class II mortar | [8 empty] | 693 |  | 84780 | [12 empty] | 1 | 4 | 1 | 72 | S | 0
67 | 22 | One brick wall | m² | 42 |  | 0 |  |  | 42 |  | 780 |  | 84780 | [12 empty] | 1 | 4 | 1 | 72 | I | 2
67 |  | Brickwork sundries | [8 empty] | 781 |  | 84780 | [12 empty] | 1 | 4 | 1 | 72 | S | 0
67 |  | Brickwork reinforcement | [8 empty] | 782 |  | 84780 | [12 empty] | 1 | 4 | 1 | 72 | S | 0
67 | 23 | 150mm wide reinforcement built in horizontally | m | 416 |  | 0 |  |  | 416 |  | 694 |  | 84800 | [12 empty] | 1 | 4 | 1 | 72 | I | 1
67 |  | Face Brickwork | [8 empty] | 695 |  | 16580 | [12 empty] | 1 | 4 | 1 | 72 | S | 0
67 |  | "firelight Satin" face bricks pointed with half round recessed horizontal and vertical joints | [8 empty] | 696 |  | 81440 | [12 empty] | 1 | 4 | 1 | 72 | S | 0
67 | 24 | Extra over brickwork for facebrick for face brickwork | m² | 42 |  | 0 |  |  | 42 |  | 697 |  | 81480 | [12 empty] | 1 | 4 | 1 | 72 | I | 2
67 | 25 | Extra over brickwork for facebrick for face brickwork in foundations (Provisional) | m² | 28 |  | 0 |  |  | 28 |  | 783 |  | 81480 | [12 empty] | 1 | 4 | 1 | 72 | I | 2
67 |  | WATERPROOFING | [8 empty] | 698 |  | 26190 | [12 empty] | 1 | 4 | 1 | 72 | H | 0
67 |  | Damp-proofing of walls and floors | [8 empty] | 699 |  | 81440 | [12 empty] | 1 | 4 | 1 | 72 | S | 0
67 |  | One layer of 250 micron "Consol Plastic Gunplas USB Green" waterproof sheeting sealed at laps with "Gunplas Pressure Sensitive Tape" | [8 empty] | 784 |  | 81440 | [12 empty] | 1 | 4 | 1 | 72 | S | 0
67 | 26 | Under surface beds | m² | 33 |  | 0 |  |  | 33 |  | 700 |  | 81480 | [12 empty] | 1 | 4 | 1 | 72 | I | 2
67 |  | PLUMBING AND DRAINAGE (PROVISIONAL) | [8 empty] | 701 |  | 26190 | [12 empty] | 1 | 4 | 1 | 72 | H | 0
67 |  | Taps, valves, etc | [8 empty] | 702 |  | 84780 | [12 empty] | 1 | 4 | 1 | 72 | S | 0
67 |  | "cobra watertech" | [8 empty] | 785 |  | 84780 | [12 empty] | 1 | 4 | 1 | 72 | S | 0
67 | 27 | 15mm, 111CP "Star" Pillartap | No | 13 |  | 0 |  |  | 13 |  | 703 |  | 81480 | [12 empty] | 1 | 4 | 1 | 72 | I | N
67 |  | Tanks etc | [8 empty] | 704 |  | 17200 | [12 empty] | 1 | 4 | 1 | 72 | S | 0
67 |  | "Everite" fibre-cement water tanks etc | [8 empty] | 705 |  | 17210 | [12 empty] | 1 | 4 | 1 | 72 | S | 0
67 | 28 | 5000L Polyethylene water tank complete with lid as Pennels and hoisting approximately 700mm above ground level and tied down with steel cables. | No | 13 |  | 0 |  |  | 13 |  | 706 |  | 17220 | [12 empty] | 1 | 4 | 1 | 72 | I | N
68 | 29 | Outlet union for 22mm copper pipe including hole through tank | No | 13 |  | 0 |  |  | 13 |  | 707 |  | 17290 | [12 empty] | 1 | 4 | 1 | 72 | I | N
68 |  | CONCRETE STORMWATER CHANNELS ETC | [8 empty] | 517 |  | 74910 | [12 empty] | 1 | 4 | 1 | 72 | H | 0
68 |  | Reinforced concrete 25MPA in-situ stormwater channels rendered smooth all round, including excavation, formwork, and carting away surplus materials etc | [8 empty] | 518 |  | 75040 | [12 empty] | 1 | 4 | 1 | 72 | S | 0
68 | 30 | V-Shaped surfave channel 1100 x 300mm high extreme cast in lenghts to falls not exceeding 2m long with and including type 193 fabric reinforcement, 10mm softboard joint material between panels and abutting walls, raked out to a depth of 20mm and sealed with grey polysulphide sealant | m | 571 |  | 0 |  |  | 571 |  | 519 |  | 75050 | [12 empty] | 1 | 4 | 1 | 72 | I | 1
68 | 31 | Extra over for angles, intersections, ends, etc | No | 38 |  | 0 |  |  | 38 |  | 521 |  | 75060 | [12 empty] | 1 | 4 | 1 | 72 | I | N
68 |  | SECURITY FENCING | [8 empty] | 1562 |  | 75070 | [12 empty] | 1 | 4 | 1 | 72 | H | 0
68 |  | SITE DEMOLITION WORKS | [8 empty] | 1563 |  | 75160 | [12 empty] | 1 | 4 | 1 | 72 | S | 0
68 | 32 | Take down and remove existing security fencing consisting of weldmesh and steel poles 2.4m high and leveling ground and cart away from site | m | 417 |  | 0 |  |  | 417 |  | 1564 |  | 75180 | [12 empty] | 1 | 4 | 1 | 72 | I | 1
68 |  | Site Clearance | [8 empty] | 1578 |  | 75180 | [12 empty] | 1 | 4 | 1 | 72 | S | 0
68 | 33 | Allow for clearing site for the width of 1 000 mm where fencing runs are to be erected including removing trees, shrubs etc. not ex levelling. ceeding 200 mm girth, grubbing up roots | m | 417 |  | 0 |  |  | 417 |  | 1579 |  | 75180 | [12 empty] | 1 | 4 | 1 | 72 | I | 1
68 | 34 | Excavate in earth and fill adjacent portion to make up levels under fence line | m | 111 |  | 0 |  |  | 111 |  | 1580 |  | 75180 | [12 empty] | 1 | 4 | 1 | 72 | I | 1
68 |  | FENCING | [8 empty] | 1565 |  | 75070 | [12 empty] | 1 | 4 | 1 | 72 | H | 0
68 |  | Galvanised mild steel security fencing | [8 empty] | 1566 |  | 75160 | [12 empty] | 1 | 4 | 1 | 72 | S | 0
68 | 35 | Security fencing 2.2m high formed including four 4mm galvanised straining wires secured to ost; the vertical height covered with 50 x 50 x 2,5mm galvanised class A Weldmesh fencing 2000mm high fixed to straining wires with 'Hogring' clips applied at 500mm centres and the top covered with a single row of 500mm flatwrap razor wire attached to and including two strands of barbed wire and weldmesh with 'Hogrig' clips at 400mm centres, and at each overlap of the flatwrap with the adjacent flatwrap | m | 417 |  | 0 |  |  | 417 |  | 1567 |  | 75170 | [12 empty] | 1 | 4 | 1 | 72 | I | 1
68 | 36 | 60mm diameter x 3mm wall thickness galvanised intermediate posts 2700mm long , holed six times, fitted on top with pressed steel caps, 150 x 150 x 5mm thick | [8 empty] | 1568 |  | 75170 | [12 empty] | 1 | 4 | 1 | 72 | I | 1
|  | mild steel baseplates welded on at bottom and embedded in and including 300 x 300 x 700mm deep 15MPa mass concrete base at maximum 3m centres | m | 85 |  | 0 |  |  | 85 |  | 1568 |  | 75170 | [12 empty] | 1 | 4 | 1 | 72 | I | 1
69 | 37 | 60mm Diameter x 3mm wall thickness galvanised inclined stay 3000mm long with top end flattened and bolted to posts with and holed for and including 12mm | [8 empty] | 1569 |  | 75170 | [12 empty] | 1 | 4 | 1 | 72 | I | 1
|  | diameter galvanised bolts and other end fitted with 150 x 150 x 5mm galvanised mild steel baseplate welded on and embedded in and including 450 x 760 x 600mm 15MPa mass concrete base | m | 85 |  | 0 |  |  | 85 |  | 1569 |  | 75170 | [12 empty] | 1 | 4 | 1 | 72 | I | 1
69 | 38 | Extra over fencing for 100mm Diameter x 3mm wall thickness straining or corner post 2700mm long holed six times and fitted on top with a pressed steel cap and | [8 empty] | 1570 |  | 75170 | [12 empty] | 1 | 4 | 1 | 72 | I | 1
|  | other end fitted with 200 x 200 x 5mm thick galvanised mild steel base plate welded on and 15MPa mass concrete base embedded in and including 450x 450 x | [8 empty] | 1570 |  | 75170 | [12 empty] | 1 | 4 | 1 | 72 | I | 1
|  | 700mm deep | m | 11 |  | 0 |  |  | 11 |  | 1570 |  | 75170 | [12 empty] | 1 | 4 | 1 | 72 | I | 1
69 |  | WELDED SCREENS, GATES, ETC | [8 empty] | 1571 |  | 75170 | [12 empty] | 1 | 4 | 1 | 72 | H | 0
69 |  | Hot dipped galvanised after manufacturing steel gates and screens | [8 empty] | 1572 |  | 75170 | [12 empty] | 1 | 4 | 1 | 72 | S | 0
69 | 39 | Security single gate size 1760 x 1850mm high overall, gate in two sections each section consisting of 32 x 32 x 1.6mm square tubing frame, each leaf to have 2 No 32 x 32 x 1.6mm V-Shaped vertical, 1 No 32 x 32 x 1.6mm horizontal and 3 No 12mm solid rod horizontals gate to have VEM 6320H "Valmatex" expanded metal mesh welded to inside of frame with 10 x 30mm flat bar circular feature 680mm diameter , each leaf with three 25mm diameter x 80mm long pin hinges welded to 25 x 3 x 200mm complete with two 60 x 60 x 6mm angle padlock plates welded to frames and holed for padlock. | No | 1 |  | 0 |  |  | 1 |  | 1573 |  | 75170 | [12 empty] | 1 | 4 | 1 | 72 | I | N
69 | 40 | Security double gate size 3600 x 1850mm high overall, gate consisting of two single gate leafs. Frames for each leaf size 1763 x 18505mm high overall each leaf has two sections of 32 x 32 x 1.6mm square tubing frame, each section to have 2 No 32 x 32 x 1.6mm V-Shaped vertical, 1 No 32 x 32 x 1.6mm horizontal and 3 No | [8 empty] | 1574 |  | 75170 | [12 empty] | 1 | 4 | 1 | 72 | I | N
|  | 12mm solid rod horizontals gate to have VEM 6320H "Valmatex" expanded metal mesh welded to inside of frame with 10 x 30mm flat bar circular feature 680mm | [8 empty] | 1574 |  | 75170 | [12 empty] | 1 | 4 | 1 | 72 | I | N
|  | diameter , each leaf with three 25mm diameter x 80mm long pin hinges welded to 25 x 3 x 200mm complete with two 60 x 60 x 6mm angle padlock plates welded to | [8 empty] | 1574 |  | 75170 | [12 empty] | 1 | 4 | 1 | 72 | I | N
|  | frames and holed for padlock. | No | 1 |  | 0 |  |  | 1 |  | 1574 |  | 75170 | [12 empty] | 1 | 4 | 1 | 72 | I | N
70 |  | LOCKSETS | [8 empty] | 1575 |  | 75170 | [12 empty] | 1 | 4 | 1 | 72 | H | 0
70 | 41 | "Union 3122"" heavy duty padlock | No | 2 |  | 0 |  |  | 2 |  | 1576 |  | 75170 | [12 empty] | 1 | 4 | 1 | 72 | I | N
70 | 42 | 50mm Galvanised steel locking chain 500mm long welded to gate frame | No | 2 |  | 0 |  |  | 2 |  | 1577 |  | 75170 | [12 empty] | 1 | 4 | 1 | 72 | I | N
|  | Bill Total |  |  |  |  | 0
|  | Section Total |  |  |  |  | 0
|  | SECTION NO. 5 : PROVISIONAL SUM | [23 empty] | 1 | 5 | 1 | 99 | H
|  | BILL NO.1 : PROVISIONAL SUMS | [23 empty] | 1 | 5 | 1 | 99 | H
74 |  | PROVISIONAL SUMS | [8 empty] | 1581 |  | 75340 | [12 empty] | 1 | 5 | 1 | 99 | H | 0
74 |  | General | [8 empty] | 1582 |  | 75370 | [12 empty] | 1 | 5 | 1 | 99 | S | 0
74 |  | Work for which budgetary allowances are provided will be measured and valued in accordance with the relevant | [8 empty] | 1583 |  | 75380 | [12 empty] | 1 | 5 | 1 | 99 | C | 0
|  | ?b uilding agreement? ?building contract? and deducted in whole or in part if not required without any compensation for loss of profit on the said allowances | [8 empty] | 1583 |  | 75380 | [12 empty] | 1 | 5 | 1 | 99 | C | 0
74 |  | Profit | [8 empty] | 1584 |  | 75400 | [12 empty] | 1 | 5 | 1 | 99 | S | 0
74 |  | Where stated, the contractor may allow for profit if required | [8 empty] | 1585 |  | 75410 | [12 empty] | 1 | 5 | 1 | 99 | C | 0
74 |  | General attendance on nominated/selected subcontractors | [8 empty] | 1586 |  | 75440 | [12 empty] | 1 | 5 | 1 | 99 | S | 0
74 |  | The item 'attendance' which follows each provisional sum for nominated/ selected subcontractors' work, shall be deemed to cover all the contractor's costs incurred in providing free of charge to the nominated/ selected subcontractors the contractor's duties as described in clause 12.2 of the JBCC N/S Subcontract Agreement | [8 empty] | 1587 |  | 75470 | [12 empty] | 1 | 5 | 1 | 99 | C | 0
74 |  | Special attendance on nominated/selected subcontractors | [8 empty] | 1588 |  | 75480 | [12 empty] | 1 | 5 | 1 | 99 | S | 0
74 |  | Where 'special attendance' such as unloading, storing, placing in position, providing special power supplies, specific hoisting, cranage and scaffolding requirements, provision of temporary casing and/or other specific protection of the works, special security and clearing away rubbish is required, a separate item describing the specific requirements in detail is to be provided for the pricing of such requirements | [8 empty] | 1589 |  | 75490 | [12 empty] | 1 | 5 | 1 | 99 | C | 0
74 |  | Builder's work | [8 empty] | 1590 |  | 75500 | [12 empty] | 1 | 5 | 1 | 99 | S | 0
74 |  | Builder's work in connection with specialist services is given elsewhere in these bills of quantities | [8 empty] | 1591 |  | 75510 | [12 empty] | 1 | 5 | 1 | 99 | C | 0
74 |  | ELECTRICAL, ELECTRONIC AND MECHANICAL INSTALLATIONS | [8 empty] | 787 |  | 77530 | [12 empty] | 1 | 5 | 1 | 99 | H | 0
74 |  | General electrical installation | [8 empty] | 788 |  | 77580 | [12 empty] | 1 | 5 | 1 | 99 | S | 0
74 | 1 | Provide the sum of R300, 000.00 (Three Hundred Thousand Rand ) for general electrical installation | Item |  |  | 0 |  |  | 1 |  | 789 |  | 77590 | [12 empty] | 1 | 5 | 1 | 99 | I | I
74 | 2 | Profit | Item |  |  | 0 |  |  | 1 |  | 790 |  | 77600 | [12 empty] | 1 | 5 | 1 | 99 | I | I
74 | 3 | Attendance | Item |  |  | 0 |  |  | 1 |  | 791 |  | 77610 | [12 empty] | 1 | 5 | 1 | 99 | I | I
74 |  | LIGHTNING PROTECTION | [8 empty] | 792 |  | 77530 | [12 empty] | 1 | 5 | 1 | 99 | H | 0
74 | 4 | Provide the sum of R100, 000.00 (Hundred Thousand Rand) for lightning protection complete | Item |  |  | 0 |  |  | 1 |  | 798 |  | 77590 | [12 empty] | 1 | 5 | 1 | 99 | I | I
74 | 5 | Profit | Item |  |  | 0 |  |  | 1 |  | 793 |  | 77600 | [12 empty] | 1 | 5 | 1 | 99 | I | I
75 | 6 | Attendance | Item |  |  | 0 |  |  | 1 |  | 794 |  | 77600 | [12 empty] | 1 | 5 | 1 | 99 | I | I
75 |  | PLUMBING AND DRAINAGE | [8 empty] | 795 |  | 77530 | [12 empty] | 1 | 5 | 1 | 99 | H | 0
75 | 7 | Provide the sum of R150,000.00 (One Hundred and Fifty Thousand Rand) for complete plumbing and drainage maintenance works | Item |  |  | 0 |  |  | 1 |  | 799 |  | 77590 | [12 empty] | 1 | 5 | 1 | 99 | I | I
75 | 8 | Profit | Item |  |  | 0 |  |  | 1 |  | 796 |  | 77600 | [12 empty] | 1 | 5 | 1 | 99 | I | I
75 | 9 | Attendance | Item |  |  | 0 |  |  | 1 |  | 797 |  | 77600 | [12 empty] | 1 | 5 | 1 | 99 | I | I
75 |  | COMMUNITY LIAISON OFFICER | [8 empty] | 839 |  | 77530 | [12 empty] | 1 | 5 | 1 | 99 | H | 0
75 | 10 | Provide the sum of R100,000.00 ( One Thousand Rand) for Community Liaison officer | Item |  |  | 0 |  |  | 1 |  | 840 |  | 77590 | [12 empty] | 1 | 5 | 1 | 99 | I | I
75 | 11 | Profit | Item |  |  | 0 |  |  | 1 |  | 841 |  | 77590 | [12 empty] | 1 | 5 | 1 | 99 | I | I
75 | 12 | Attendance | Item |  |  | 0 |  |  | 1 |  | 842 |  | 77590 | [12 empty] | 1 | 5 | 1 | 99 | I | I
|  | Bill Total |  |  |  |  | 0
|  | Section Total |  |  |  |  | 0