## DBSA-WPHS-RTBOQ
| , |  | RFP 036/2026
Development Bank of South Africa (DBSA)
The Appointment of a Contractor for the Construction of Western Holdings Primary School on Behalf of the Free State Department of Education (FSDOE)
PAGE NO | ITEM NO | DESCRIPTION | UNIT | QUANTITY | RATE | AMOUNT
1 |  | SECTION NO. 1 | H1
1 |  | PRELIMINARIES | H1
1 |  | SECTION NO. 1 | H1
2 |  | PRELIMINARIES | H1
2 |  | BUILDING AGREEMENT AND PRELIMINARIES The JBCC Preliminaries Code 2103, May 2005 edition for use with the JBCC Principal Building Agreement Edition 4.1 Code 2101, March 2005 as prepared by the Joint Building Contract Committee shall be the applicable building agreement, amended as hereinafter described The ASAQS Preliminaries published by the Association of South African Quantity Surveyors for use with the said JBCC Principal Building Agreement shall be deemed to be incorporated in these bills of quantities Contractors are referred to the above mentioned documents for the full intent and meaning of each clause thereof These clauses are hereinafter referred to by clause number and heading only. Where standard clauses or alternatives are not entirely applicable to this contract such modifications, corrections or supplements as will apply are given under each relevant clause heading and such modifications, corrections or supplements shall take precedence notwithstanding anything contrary contained in the above mentioned documents Where any item is not relevant to this specific contract such item is marked N/A, signifying "not applicable" PREAMBLES FOR TRADES The Model Preambles for Trades (1999 edition) as published by the Association of South African Quantity Surveyors shall be deemed to be incorporated in these bills of quantities and no claim arising from brevity of description of items fully described in the said Model Preambles will be entertained Supplementary preambles are incorporated in these bills of quantities to satisfy the requirements of this project. Such supplementary preambles shall take precedence over the provisions of the said Model Preambles The contractor's prices for all items throughout these bills of quantities must take account of and include for all of the obligations, requirements and specifications given in the said Model Preambles and in any supplementary preambles PRICING OF PRELIMINARIES Pricing of Prelims 1 Should the contractor select Option A in terms of clause 10.3 for the purpose of adjustment of these preliminaries, the amount entered in the amount column in these preliminaries is to be divided into one or more of the three categories provided namely Fixed (F), Value Related (V) and Time Related (T)
2 | 1 | F: ....................... V: ....................... T: ....................... | Item
3 |  | SECTION A - PRINCIPAL BUILDING AGREEMENT Definitions 2 Clause 1.0 - Definitions and interpretation 1.1 Definition of "Commencement Date" is added: "COMMENCEMENT DATE" means the date that the agreement, made in terms of the Form of Offer and Acceptance, comes into effect Clause 1.1 Definition of "Construction Period" is amended by replacing it with the following: "CONSTRUCTION PERIOD" means the period commencing on the date that possession of the site is given to the contractor and ending on the date of practical completion Clause 1.1 Definition of "Interest" is amended by replacing it with the following: INTEREST means the interest rates applicable on this contract, whether specifically indicated in the relevant clauses or not, will be the rate as determined by the Minister of Finance, from time to time, in terms of section 80(1 )(b) of the Public Finance Management Act, 1999 (Act No.1 of 1999) (a) In respect of interest owed by the employer, the interest rate as determined by the Minister of Justice and Constitutional Development, from time to time, in terms of section 1 (2) of the Prescribed Rate of Interest Act, 1975 (Act No. 55 of 1975), will apply; and (b) in respect of interest owed to the employer, the interest rate as determined by the Minister of Finance, from time to time, in terms of section 80(1 )(b) of the Public Finance Management Act, 1999 (Act No. 1 of 1999), will apply.
3 | 2 | F: ....................... V: ....................... T: ....................... | Item
3 |  | Objective and preparation 3 Clause 2.0 - Offer, acceptance and performance
3 | 3 | F: ....................... V: ....................... T: ....................... | Item
4 |  | 4 Clause 3.0 - Documents Clause 3.7 is amended by the addition of the following: The contractor shall supply and keep a copy of the JBCC Series 2000 Principal Building Agreement and Preliminaries applicable to this contract on the site, to which the employer, principal agent and agents shall have access at all times
4 | 4 | F: ....................... V: ....................... T: ....................... | Item
4 |  | 5 Clause 4.0 - Design responsibility
4 | 5 | F: ....................... V: ....................... T: ....................... | Item
4 |  | 6 Clause 5.0 - Employer's agents
4 | 6 | F: ....................... V: ....................... T: ....................... | Item
4 |  | 7 Clause 6.0 - Site representative
4 | 7 | F: ....................... V: ....................... T: ....................... | Item
4 |  | 8 Clause 7.0 - Compliance with regulations
4 | 8 | F: ....................... V: ....................... T: ....................... | Item
5 |  | 9 The provisions herein include inter alia, compliance with all the requirements, without limiting the generality of the provisions of Clause 7.0, the contractor's attention is drawn to the provisions of the Construction Regulations, 2014 issued in terms of the Occupational Health and Safety Act, 1993 (Act No 85 of 1993) and in particular with Construction Regulation 7(1 )(a) requiring the compilation of a health and safety plan, as well as Construction Regulation 8(5) requiring the appointment of a full-time Construction Health and Safety Officer, the necessary documented health and safety specifications for the works and that the employer shall ensure that the contractor has made provision for the cost of health and safety measures during the execution of the works. The contractor shall price opposite this item for compliance with the act and the regulations and the reasonable provisions of the aforementioned health and safety specifications
5 | 9 | F: ....................... V: ....................... T: ....................... | Item
5 |  | 10 Clause 8.0 - Works risk
5 | 10 | F: ....................... V: ....................... T: ....................... | Item
5 |  | 11 Clause 9.0 - Indemnities
5 | 11 | F: ....................... V: ....................... T: ....................... | Item
5 |  | 12 Clause 10.0 - Works insurances
5 | 12 | F: ....................... V: ....................... T: ....................... | Item
6 |  | Clause 10.0 is amended by the addition of the following clauses: 10.5 Damage to the Works ( a ) Without in any way limiting the contractors obligations in terms of the contract, the contractor shall bear the full risk of damage to and/or destruction of the works by whatever cause during construction of the works and hereby indemnifies and holds harmless the employer against any such damage. The contractor shall take such precautions and security measures and other steps for the protection and security of the works as the contractor may deem necessary (b) The contractor shall at all times proceed immediately to remove or dispose of any debris arising from damage to or destruction of the works and to rebuild, restore, replace and/or repair the works (c) The employer shall carry the risk of damage to or destruction of the works and material paid for by the employer that is the result of the excepted risks as set out in 10.6 (d) Where the employer bears the risk in terms of this contract, the contractor shall, if requested to do so, reinstate any damage or destroyed portions of the works and the costs of such reinstatement shall be measured and valued in terms of 32.0 hereof 10.6 Injury to Persons or loss of or damage to Properties
6 | 13 | F: ....................... V: ....................... T: ....................... | Item
6 |  | 14 Clause 11.0 - Liability insurances
6 | 14 | F: ....................... V: ....................... T: ....................... | Item
6 |  | 15 Clause 12.0 - Effecting insurances
6 | 15 | F: ....................... V: ....................... T: ....................... | Item
6 |  | 16 Clause 13.0 - No clause
6 | 16 | F: ....................... V: ....................... T: ....................... | Item
6 |  | 17 Clause 14.0 - Security
7 | 17 | F: ....................... V: ....................... T: ....................... | Item
7 |  | 18 Clauses 14.1 - 14.8 are amended by replacing them with the following:
7 | 18 | F: ....................... V: ....................... T: ....................... | Item
7 |  | 19 Clause 15.0 - Preparation for and execution of the works
7 | 19 | F: ....................... V: ....................... T: ....................... | Item
7 |  | Clause 15.1.1 is amended by replacing it with: No Clause Clause 15.1 is amended by the addition of the following clause: 15.1.4 An acceptable health and safety plan, required in terms of the Occupational Health and Safety Act, 1993 (Act 85 of 1993), Construction Regulations 2014 as per Government notice within twenty-one (21) calendar days of commencement date Clause 15.2.1 is amended by replacing it with the following clause: Give the contractor possession of the site within ten (10) working days of the contractor complying with the terms of 15.1.2 and 15.1.4
7 | 20 | F: ....................... V: ....................... T: ....................... | Item
7 |  | 21 Clause 16.0 - Access to the works
7 | 21 | F: ....................... V: ....................... T: ....................... | Item
7 |  | 22 Clause 17.0 - Contract instructions
7 | 22 | F: ....................... V: ....................... T: ....................... | Item
7 |  | 23 Clause 18.0 - Setting out of the works
7 | 23 | F: ....................... V: ....................... T: ....................... | Item
8 |  | 24 The contractor shall notify the principal agent if any encroachments of adjoining foundations, buildings, structures, pavements, boundaries, etc exist in order that the necessary arrangements may be made for the rectification of any such encroachments
8 | 24 | F: ....................... V: ....................... T: ....................... | Item
8 |  | 25 Clause 19.0 - Assignment
8 | 25 | F: ....................... V: ....................... T: ....................... | Item
8 |  | 26 Clause 20.0 - Nominated subcontractors
8 | 26 | F: ....................... V: ....................... T: ....................... | Item
8 |  | Note: See item B9.1 hereinafter for adjustment of attendance on nominated subcontractors executing work allowed for under provisional sums
8 | 27 | F: ....................... V: ....................... T: ....................... | Item
8 |  | 27 Clause 20.1.3 is amended by replacing it with the following: No Clause 28 Clause 21.0 - Selected subcontractors
8 | 28 | F: ....................... V: ....................... T: ....................... | Item
8 |  | 29 Clause 21 is amended by replacing it with: No Clause
8 | 29 | F: ....................... V: ....................... T: ....................... | Item
8 |  | 30 Clause 22.0 - Employer's direct contractors
8 | 30 | F: ....................... V: ....................... T: ....................... | Item
8 |  | 31 Clause 23.0 - Contractor's domestic subcontractors
8 | 31 | F: ....................... V: ....................... T: ....................... | Item
8 |  | 32 Clause 24.0 - Practical completion
9 | 32 | F: ....................... V: ....................... T: ....................... | Item
9 |  | 33 Clause 25.0 - Works completion
9 | 33 | F: ....................... V: ....................... T: ....................... | Item
9 |  | 34 Clause 26.0 - Final completion
9 | 34 | F: ....................... V: ....................... T: ....................... | Item
9 |  | 35 Clause 27.0 - Latent defects liability period
9 | 35 | F: ....................... V: ....................... T: ....................... | Item
9 |  | 36 Clause 28.0 - Sectional completion
9 | 36 | F: ....................... V: ....................... T: ....................... | Item
9 |  | 37 Clause 29.0 - Revision of the date for practical completion
9 | 37 | F: ....................... V: ....................... T: ....................... | Item
9 |  | 38 The removal and replacement of materials and/or workmanship which do not conform to specification or drawings shall not constitute grounds for an extension of the construction period nor for an adjustment to the contract value (clause 29.3)
9 | 38 | F: ....................... V: ....................... T: ....................... | Item
9 |  | 39 Clause 30.0 - Penalty for noncompletion
9 | 39 | F: ....................... V: ....................... T: ....................... | Item
9 |  | 40 Clause 31.0 - Interim payment to the contractor
9 | 40 | F: ....................... V: ....................... T: ....................... | Item
10 |  | 41 The inclusion of materials and goods stored off site in the amount authorised for payment in terms of clause 31.4 shall be at the sole discretion of the principal agent and such inclusion shall only be considered upon the provision, by the contractor, of an approved guarantee issued by a registered commercial bank. Clause 31.6.5 is therefore not applicable
10 | 41 | F: ....................... V: ....................... T: ....................... | Item
11 |  | 42 Clause 31.8 is amended by replacing it with the following two alternative clauses: Alternative A 31.8(A) Where a security is selected in terms of 14.1; 14.5 or 14.6, the value of the works in terms of 31.4.1 and materials and goods in terms of 31.4.2 shall be certified in full. The value certified shall be subject to the following percentage adjustments: 31.8(A).1 Ninety-five per cent (95%) of such value in interim payment certificates issued up to the date of practical completion 31.8(A).2 Ninety-seven per cent (97%) of such value in interim payment certificates issued on the date of practical completion and up to but excluding the date of final completion 31.8(A).3 Ninety-nine per cent (99%) of such value in interim payment certificates issued on the date of final completion and up to but excluding the final payment certificate in terms of 34.6 31.8(A).4 One hundred per cent (100%) of such value in the final payment certificate in terms of 34.6 except where the amount certified is in favour of the employer. In such an event the payment reduction shall remain at the adjustment level applicable to the final payment certificate Alternative B 31.8(8) Where security is a payment reduction in terms of 14.7 the value of the works in terms of 31.4.1 and materials and goods in terms of 31.4.2 shall be certified in full. The value certified shall be subject to the following percentage adjustments: 31.8(8).1 Ninety per cent (90%) of such value in interim payment certificates issued up to the date of practical completion 31.8(8).2 Ninety-seven per cent (97%) of such value in interim payment certificates issued on the date of practical completion and up to but excluding the date of final completion 31.8(8).3 Ninety-nine per cent (99%) of such value in interim payment certificates issued on the date of final completion and up to but excluding the final payment certificate in terms of 34.6
11 | 42 | F: ....................... V: ....................... T: ....................... | Item
12 |  | 43 Clause 32.0 - Adjustment to the contract value
12 | 43 | F: ....................... V: ....................... T: ....................... | Item
12 |  | 44 Clauses 32. 5. 1, 32. 5.4 and 32. 5. 7 are amended by the addition of the following at the end of the sentence: "due to no fault of the contractor"
12 | 44 | F: ....................... V: ....................... T: ....................... | Item
12 |  | 45 Clause 33.0 - Recovery of expense and loss
12 | 45 | F: ....................... V: ....................... T: ....................... | Item
12 |  | 46 Clause 33.2 is amended by adding the following clauses: 33.2.9 the contractors failure or neglect to commence with the works on the dates prescribed in the contract 33.2.10 the contractors failure or neglect to proceed with the works in terms of the contract 33.2.11 the contractors failure or neglect for any reason to complete the works in accordance with the contract 33.2.12 the contractors refusal or neglect to comply strictly with any of the conditions of contract or any contract instructions and/or orders in writing given in terms of the contract 33.2.13 the contractors estate being sequestrated, liquidated or surrendered in terms of the insolvency laws in force within the Republic of South Africa
12 | 46 | F: ....................... V: ....................... T: ....................... | Item
12 |  | 47 Clause 34.0 - Final account and final payment
12 | 47 | F: ....................... V: ....................... T: ....................... | Item
12 |  | 48 Clause 34.13 is amended by replacing seven (7) calendar days with twenty- one (21) calendar days and deleting the words subject to the employer giving the contractor a tax invoice for the amount due
12 | 48 | F: ....................... V: ....................... T: ....................... | Item
13 |  | 49 Clause 35.0 - Payment to other parties
13 | 49 | F: ....................... V: ....................... T: ....................... | Item
13 |  | 50 Clause 36.0 - Cancellation by employer - contractor's default
13 | 50 | F: ....................... V: ....................... T: ....................... | Item
13 |  | 52 Clause 37.0 - Cancellation by employer - loss and damage
13 | 51 | F: ....................... V: ....................... T: ....................... | Item
13 |  | 53 Clause 37.0 is amended by the addition of the following clause: 37.5 Notwithstanding any clause to the contrary, on cancellation of this agreement either by the employer or the contractor; or for any reason whatsoever, the contractor shall on written instruction, discontinue with the works on a date stated and withdraw himself from the site. The contractor shall not be entitled to refuse to withdraw from the works on the grounds of any lien or right of retention or on the grounds of any other right whatsoever
13 | 52 | F: ....................... V: ....................... T: ....................... | Item
13 |  | 54 Clause 38.0 - Cancellation by contractor - employer's default
13 | 53 | F: ....................... V: ....................... T: ....................... | Item
14 |  | 55 Clause 38.0 is amended by the addition of the following clause: 38.7 Notwithstanding any clause to the contrary, on cancellation of this agreement either by the employer or the contractor; or for any reason whatsoever, the contractor shall on written instruction, discontinue with the works on a date stated and withdraw himself from the site. The contractor shall not be entitled to refuse to withdraw from the works on the grounds of any lien or right of retention or on the grounds of any other right whatsoever
14 | 54 | F: ....................... V: ....................... T: ....................... | Item
14 |  | 56 Clause 39.0 - Cancellation - cessation of the works
14 | 55 | F: ....................... V: ....................... T: ....................... | Item
14 |  | 57 Clause 40.0 - Dispute settlement
14 |  | F: ....................... V: ....................... T: ....................... | H3
14 |  | 58 Clause 40.2.2 is amended by replacing one (1) year with three (3) years Clause 40.6 is amended by removing the reference to: No clause Clause 40. 7.1 is amended by replacing (10) with (15) and by the addition of the following:
14 | 56 | F: ....................... V: ....................... T: ....................... | Item
14 |  | Substitute provisions 59 Clause 41.0 - State clauses
14 | 57 | F: ....................... V: ....................... T: ....................... | Item
14 |  | Contract variables 60 Clause 42.0 - Pre-tender information
14 | 58 | F: ....................... V: ....................... T: ....................... | Item
15 |  | 61 User Note -All information for this section requires consultation with the contractor. The principal agent should not pre-select any of the alternatives available to the contractor
15 | 59 | F: ....................... V: ....................... T: ....................... | Item
15 |  | 62 Information necessary for the completion of those clauses contained in the schedule which are necessary for tender purposes is given hereunder
15 | 60 | F: ....................... V: ....................... T: ....................... | Item
15 |  | 63 Clause 42.0 - Post-tender information
15 | 61 | F: ....................... V: ....................... T: ....................... | Item
15 |  | 64 The required post-tender information shall be inserted in the agreement after consultation with the contractor
15 | 62 | F: ....................... V: ....................... T: ....................... | Item
16 |  | 42.1 CONTRACTING AND OTHER PARTIES 42.1.1 Employer: ........................................................ Postal address: ................................................ ..............................................Code: ... ............. Tel: ............................Fax: .............................. E-mail Tax/VAT registration No: .................................. Physical address: ............................................. .............................................................. .......... ........................................................................ 42.1.2 Principal agent: .................................................. | H2
16 | 63 | F: ....................... V: ....................... T: ....................... | Item
16 |  | 66 42.2.3 Work or installations by direct contractors ............. ........................................................................... ........................................................................... ........................................................................... ........................................................................... ........................................................................... ........................................................................... ...........................................................................
16 | 64 | F: ....................... V: ....................... T: ....................... | Item
16 |  | 67 42.2.2 Site description: .................................................. .......................................................................... .......................................................................... ..........................................................................
16 | 65 | F: ....................... V: ....................... T: ....................... | Item
17 |  | 68 42.2.4 Specific options that are applicable to a state organ only Where so: (1) Interest rate legislation: ............................... (2) Lateral support insurance to be effected by the contractor ? yes/no ? (3) Payment will be made for materials and goods ? yes/no ?
17 | 66 | F: ....................... V: ....................... T: ....................... | Item
17 |  | (4) Dispute resolution by litigation ? yes/no ? (5) Extended defects liability period applicable
17 |  | to the following elements: ................................ ...................................................................... ...................................................................... ...................................................................... ......................................................................
17 | 67 | F: ....................... V: ....................... T: ....................... | Item
17 |  | 69 42.2.5 Possession of the site is intended to be given on (date)..............................................................
17 | 68 | F: ....................... V: ....................... T: ....................... | Item
17 |  | 70 42.2.6 Period for the commencement of the works after the contractor takes possession of the site (No of working days) .......................................
17 |  | F: ....................... V: ....................... T: ....................... 71 42.2.7 For the works as a whole: The date for practical completion and the penalty per calendar day Date ............................. Penalty R.......................
17 | 69 | F: ....................... V: ....................... T: ....................... | Item
18 |  | 72 42.2.8 For the works in sections: The date for practical completion and the penalty per calendar day Section 1 Date .................... Penalty R.................. Section 2 Date .................... Penalty R.................. Section 3 Date .................... Penalty R.................. Section 4 Date .................... Penalty R.................. Section 5 Date .................... Penalty R ................. Section 6 Date .................... Penalty R .................
18 | 70 | F: ....................... V: ....................... T: ....................... | Item
18 |  | 73 42.2.9 The law applicable to this agreement shall be that of (country) .........................................................
18 | 71 | F: ....................... V: ....................... T: ....................... | Item
18 |  | 42.3 INSURANCES 74 42.3.1 Contract works insurance to be effected by contractor For the sum of: R ................................... With a deductible of: R ................................….
18 | 72 | F: ....................... V: ....................... T: ....................... | Item
18 |  | 75 42.3.2 Supplementary insurance is required - no
18 | 73 | F: ....................... V: ....................... T: ....................... | Item
18 | 74 | 76 42.3.3 Public liability insurance to be effected by contractor For the sum of: R..................................... With a deductible of: R..................................… F: ....................... V: ....................... T: ....................... | Item
18 |  | 77 42.3.4 Support insurance to be effected by employer For the sum of: R..................................... With a deductible of: R.....................................
18 | 75 | F: ....................... V: ....................... T: ....................... | Item
18 |  | 42.4 DOCUMENTS 78 42.4.1 Waiver of the contractor's lien or right of continuing posession is required - yes
19 | 76 | F: ....................... V: ....................... T: ....................... | Item
19 |  | 79 42.4.2 Construction document copies to be supplied to the contractor free of charge (No of 3)
19 | 77 | F: ....................... V: ....................... T: ....................... | Item
19 |  | 80 42.4.3 State measuring system used for drawing up bills of quantities (lump sum document?) ..................... ..........................................................................
19 | 78 | F: ....................... V: ....................... T: ....................... | Item
19 |  | 81 42.4.4 Number of working days for submission of priced documents (No of )
19 | 79 | F: ....................... V: ....................... T: ....................... | Item
19 |  | 82 42.4.5 JBCC Engineering General Conditions are to be included in the contract documents - no
19 | 80 | F: ....................... V: ....................... T: ....................... | Item
19 |  | 83 42.4.6 The contract value is to be adjusted using CPAP indices no Where CPAP is to be used (base month) ............ Alternative indices (if applicable) ......................…
19 | 81 | F: ....................... V: ....................... T: ....................... | Item
20 |  | 84 42.4.7 Details of changes made to the provisions of JBCC standard documentation - ................. ...................................................................... ...................................................................... ...................................................................... ...................................................................... ...................................................................... ...................................................................... ...................................................................... ...................................................................... ...................................................................... ...................................................................... ...................................................................... ...................................................................... ...................................................................... ...................................................................... ......................................................................
20 | 82 | F: ....................... V: ....................... T: ....................... | Item
20 |  | SECTION B - PRELIMINARIES Definitions and interpretation 85 Clause 1.0 - Definitions and interpretation | H2
20 | 83 | F: ....................... V: ....................... T: ....................... Documents | Item
20 |  | 86 Clause 2.1 - Checking of documents
20 | 84 | F: ....................... V: ....................... T: ....................... | Item
20 |  | 87 Clause 2.2 - Provisional bills of quantities
20 | 85 | F: ....................... V: ....................... T: ....................... | Item
20 |  | 88 Clause 2.3 - Availability of construction documentation
20 | 86 | F: ....................... V: ....................... T: ....................... | Item
20 |  | 89 Clause 2.4 - Interests of agents
20 | 87 | F: ....................... V: ....................... T: ....................... | Item
21 |  | 90 Clause 2.5 - Priced documents
21 | 88 | F: ....................... V: ....................... T: ....................... | Item
21 |  | 91 Clause 2.6 - Tender submission
21 | 89 | F: ....................... V: ....................... T: ....................... | Item
21 |  | 92 Tenders shall be valid for a period of ? days from the closing date of tenders
21 |  | 93 Clause 2.6 is amended by replacing JBCC Form of Tender with "Form of Offer/Tender" included in the returnable schedules
21 | 90 | F: ....................... V: ....................... T: ....................... | Item
21 |  | 94 Clause 3.1 - Defined works area
21 |  | 95 The area of the works to be occupied by the contractor is indicated on architect's drawing
21 | 91 | F: ....................... V: ....................... T: ....................... | Item
21 |  | 96 Clause 3.2 - Geotechnical investigation
21 | 92 | F: ....................... V: ....................... T: ....................... | Item
21 |  | 97 Clause 3.3 - Inspection of the site
21 |  | 98 Tenderers shall complete the Site INspection Certificate included in the tender documents and return the same with the tender submission
21 | 93 | F: ....................... V: ....................... T: ....................... | Item
21 |  | 99 Clause 3.4 - Existing premises occupied
21 |  | 100 Clause 3.5 - Previous work - dimensional accuracy
21 | 94 | F: ....................... V: ....................... T: ....................... | Item
22 |  | 101 Clause 3.6 - Previous work - defects
22 | 95 | F: ....................... V: ....................... T: ....................... | Item
22 |  | 102 Clause 3.7 - Services - known
22 | 96 | F: ....................... V: ....................... T: ....................... | Item
22 |  | 103 Clause 3.8 - Services - unknown
22 | 97 | F: ....................... V: ....................... T: ....................... | Item
22 |  | 104 Clause 3.9 - Protection of trees
22 | 98 | F: ....................... V: ....................... T: ....................... | Item
22 |  | 105 Clause 3.10 - Articles of value
22 | 99 | F: ....................... V: ....................... T: ....................... | Item
22 |  | 106 Clause 3.11 - Inspection of adjoining properties
22 | 100 | F: ....................... V: ....................... T: ....................... | Item
22 |  | 107 Management of contract Clause 4.1 - Management of the works
22 | 101 | F: ....................... V: ....................... T: ....................... | Item | 1 |  | 0
22 |  | 108 Clause 4.2 - Programme for the works
22 | 102 | F: ....................... V: ....................... T: ....................... | Item
22 |  | 109 Clause 4.3 - Progress meetings
22 | 103 | F: ....................... V: ....................... T: ....................... | Item
22 |  | 110 Clause 4.4 - Technical meetings
22 | 104 | F: ....................... V: ....................... T: ....................... | Item
22 |  | 111 Clause 4.5 - Labour and plant records
23 | 105 | F: ....................... V: ....................... T: ....................... | Item
23 |  | 112 Samples, shop drawings and manufacturer's instructions Clause 5.1 - Samples of materials
23 | 106 | F: ....................... V: ....................... T: ....................... | Item
23 |  | Clause 5.2 - Workmanship samples
23 | 107 | F: ....................... V: ....................... T: ....................... | Item
23 |  | Clause 5.3 - Shop drawings
23 | 108 | F: ....................... V: ....................... T: ....................... | Item
23 |  | Clause 5.4 - Compliance with manufacturers' instructions
23 | 109 | F: ....................... V: ....................... T: ....................... | Item
23 |  | Temporary works and plant Clause 6.1 - Deposits and fees
23 |  | F: ....................... V: ....................... T: ....................... | H3
23 |  | Clause 6.2 - Enclosure of the works
23 | 110 | F: ....................... V: ....................... T: ....................... | Item
23 |  | Clause 6.3 - Advertising
23 | 111 | F: ....................... V: ....................... T: ....................... | Item
23 |  | Clause 6.4 - Plant, equipment, sheds and offices
23 | 112 | F: ....................... V: ....................... T: ....................... | Item
23 |  | Clause 6.5 - Main noticeboard
23 | 113 | F: ....................... V: ....................... T: ....................... | Item
24 |  | Clause 6.6 - Subcontractors' noticeboard
24 | 114 | F: ....................... V: ....................... T: ....................... | Item
24 |  | Temporary services Clause 7.1 - Location
24 |  | Clause 7.2 - Water
24 | 115 | F: ....................... V: ....................... T: ....................... | Item
24 |  | Clause 7.3 - Electricity
24 | 116 | F: ....................... V: ....................... T: ....................... | Item
24 |  | Clause 7.4 - Telecommunication facilities
24 | 117 | F: ....................... V: ....................... T: ....................... | Item
24 |  | Clause 7.5 - Ablution facilities
24 | 118 | F: ....................... V: ....................... T: ....................... | Item
24 |  | Prime cost amounts Clause 8.1 - Responsibility for prime cost amounts
24 | 119 | F: ....................... V: ....................... T: ....................... | Item
24 |  | Attendance on nominated/selected subcontractors Clause 9.1 - General attendance
24 | 120 | F: ....................... V: ....................... T: ....................... | Item
24 |  | Clause 9.2 - Special attendance
24 | 121 | F: ....................... V: ....................... T: ....................... | Item
24 |  | Clause 9.3 - Commissioning - fuel, water and electricity
24 | 122 | F: ....................... V: ....................... T: ....................... | Item
25 |  | Financial aspects Clause 10.1 - Statutory taxes, duties and levies
25 | 123 | F: ....................... V: ....................... T: ....................... | Item
25 |  | Provision is made in the summary of these bills of quantities for the inclusion of Value Added Tax (VAT)
25 | 124 | F: ....................... V: ....................... T: ....................... | Item
25 |  | Clause 10.2 - Payment of preliminaries
25 | 125 | F: ....................... V: ....................... T: ....................... | Item
25 |  | Clause 10.3 - Adjustment of preliminaries
25 | 126 | F: ....................... V: ....................... T: ....................... | Item
25 |  | Should the contractor select Option B but fail to provide the information required prior to the signing of the contract, the principal agent shall have the right to select either Option A or B for the adjustment of preliminaries. If the principal agent selects Option B he shall be entitled to make assumptions at his discretion regarding the information which the contractor would normally have provided prior to the signing of the contract
25 |  | Clause 10.4 - Payment certificate cash flow
25 | 127 | F: ....................... V: ....................... T: ....................... | Item
25 |  | Clause 11.1 - Protection of the works
25 | 128 | F: ....................... V: ....................... T: ....................... | Item
25 |  | Clause 11.2 - Protection/isolation of existing/sectionally occupied works
25 | 129 | F: ....................... V: ....................... T: ....................... | Item
25 |  | Clause 11.3 - Security of the works
26 | 130 | F: ....................... V: ....................... T: ....................... | Item
26 |  | Clause 11.4 - Notice before covering work
26 | 131 | F: ....................... V: ....................... T: ....................... | Item
26 |  | Clause 11.5 - Disturbance
26 | 132 | F: ....................... V: ....................... T: ....................... | Item
26 |  | Clause 11.6 - Environmental disturbance
26 | 133 | F: ....................... V: ....................... T: ....................... | Item
26 |  | ?A copy of the environmental management plan is annexed to these bills of quantities. The contractor shall comply with all the requirements of such environmental management plan?
26 |  | Clause 11.7 - Works cleaning and clearing
26 | 134 | F: ....................... V: ....................... T: ....................... | Item
26 |  | Clause 11.8 - Vermin
26 | 135 | F: ....................... V: ....................... T: ....................... | Item
26 |  | Clause 11.9 - Overhand work
26 | 136 | F: ....................... V: ....................... T: ....................... | Item
26 |  | Clause 11.10 - Instruction manuals and guarantees
26 | 137 | F: ....................... V: ....................... T: ....................... | Item
26 |  | Clause 11.11 - As built information
26 | 138 | F: ....................... V: ....................... T: ....................... | Item
26 |  | Clause 11.12 - Tenant installations
27 |  | Schedule of variables 12.1 - Pre-tender information
27 | 139 | F: ....................... V: ....................... T: ....................... | Item
27 |  | Information necessary for elections and completion of those clauses contained in the schedule which are necessary for tender purposes is given hereunder. Where no information is given it shall mean that either specific requirements are not required or that the clause is not relevant to this specific contract
27 |  | 12.1.1 - Provisional bills of quantities [clause 2.2]
27 | 140 | F: ....................... V: ....................... T: ....................... | Item
27 |  | The quantities are provisional - yes
27 |  | 12.1.2 - Availability of construction documentation [clause 2.3]
27 | 141 | F: ....................... V: ....................... T: ....................... | Item
27 |  | Construction documentation is complete - yes
27 | 142 | F: ....................... V: ....................... T: ....................... | Item
27 |  | 12.1.3 - Interests of agents [clause 2.4] - None
27 | 143 | F: ....................... V: ....................... T: ....................... | Item
27 |  | 12.1.4 - Defined works area [clause 3.1] Restrictions will be pointed out at the site inspection
27 | 144 | F: ....................... V: ....................... T: ....................... | Item
27 |  | 12.1.5 - Geotechnical investigation [clause 3.2]
27 | 145 | F: ....................... V: ....................... T: ....................... | Item
27 |  | 12.1.6 - Existing premises occupied [clause 3.4] - Yes, operational school
28 | 146 | F: ....................... V: ....................... T: ....................... | Item
28 |  | 12.1.7 - Previous work - dimensional accuracy [clause 3.5]
28 | 147 | F: ....................... V: ....................... T: ....................... | Item
28 |  | 12.1.8 - Previous work - defects [clause 3.6]
28 | 148 | F: ....................... V: ....................... T: ....................... | Item
28 |  | 12.1.9 - Services - known [clause 3.7] Existing services and points of connection will be pointed out on site by the principal agent
28 | 149 | F: ....................... V: ....................... T: ....................... | Item
28 |  | 12.1.10 - Protection of trees [clause 3.9]
28 | 150 | F: ....................... V: ....................... T: ....................... | Item
28 |  | 12.1.11 - Inspection of adjoining properties [clause 3.11]
28 | 151 | F: ....................... V: ....................... T: ....................... | Item
28 |  | 12.1.12 - Enclosure of the works [clause 6.2]
28 | 152 | F: ....................... V: ....................... T: ....................... | Item
28 |  | 12.1.13 - Offices [clause 6.4.3] Specific requirements:
28 | 153 | F: ....................... V: ....................... T: ....................... | Item
29 |  | 12.1.14 - Main noticeboard [clause 6.5] Specific requirements: The contractor shall provide, erect where directed, maintain and remove on completion of the works a notice board size 3 x 3m, constructed of suitable boarding with flat smooth surface and with edging bead 19mm thick round outer edges and projecting 12mm from face of boarding and rounded on front edge. The board shall be securely fixed to hoarding, where hoarding is provided, or fixed to and including a suitable supporting structure of timber or tubular posts and braces. The board is to be painted ivory white and the bead and 12mm wide dividing lines dark green. All wording shall be inscribed in dark green as per the coat of arms for SA. All wording shall be inscribed in dark green painted sans serif lettering.
29 | 154 | F: ....................... V: ....................... T: ....................... | Item
29 |  | 12.1.15 - Subcontractors' noticeboard [clause 6.6]
29 | 155 | F: ....................... V: ....................... T: ....................... | Item
29 |  | A noticeboard is required - yes
29 |  | 12.1.16 - Water [clause 7.2]
29 | 156 | F: ....................... V: ....................... T: ....................... | Item
29 |  | Option A (by contractor) yes Option B (by employer - free of charge) no Option C (by employer - metered) no
29 |  | 12.1.17 - Electricity [clause 7.3]
29 | 157 | F: ....................... V: ....................... T: ....................... | Item
29 |  | Option A (by contractor) yes Option B (by employer - free of charge) no Option C (by employer - metered) no
29 |  | 12.1.18 - Telecommunications [clause 7.4]
30 | 158 | F: ....................... V: ....................... T: ....................... | Item
30 |  | Telephone yes Facsimile yes E-mail yes
30 | 159 | F: ....................... V: ....................... T: ....................... | Item
30 |  | 12.1.19 - Ablution facilities [clause 7.5]
30 | 160 | F: ....................... V: ....................... T: ....................... | Item
30 |  | Option A (by contractor) yes Option B (by employer) no
30 |  | 12.1.20 - Protection/isolation of existing/sectionally occupied works [clause 11.2]
30 | 161 | F: ....................... V: ....................... T: ....................... | Item
30 |  | Protection/isolation is required - yes
30 |  | 12.1.21 - Special attendance [clause 9.2]
30 | 162 | F: ....................... V: ....................... T: ....................... | Item
30 |  | 12.1.22 - Protection of the works [clause 11.1]
30 | 163 | F: ....................... V: ....................... T: ....................... | Item
30 |  | 12.1.23 - Disturbance [clause 11.5]
30 | 164 | F: ....................... V: ....................... T: ....................... | Item
30 |  | [11.5] Specific requirements: The contractor shall keep the site, structures, etc well watered during operations to prevent dust and shall provide and erect and remove on completion of the works all necessary temporary dust screens all to the satisfaction of the principal agent
30 |  | 12.1.24 - Environmental disturbance [clause 11.6]
31 | 165 | F: ....................... V: ....................... T: ....................... | Item
31 |  | 12.2 - Post-tender information
31 |  | The required post-tender information shall be inserted in the preliminaries after consultation with the contractor
31 |  | SECTION C - SPECIFIC PRELIMINARIES User Notes- User Note - All information for this section requires consultation with the contractor. The principal agent should not pre-select any of the alternatives available to the contractor User Note - Selected examples of typical clauses are provided to show possible ways of describing such clauses. Users must delete, adapt or add to these examples to suit their particular circumstances
31 |  | Site instructions Site instructions issued on site are to be recorded in triplicate in a site instruction book which is to be provided and maintained on site by the contractor
31 | 166 | F: ....................... V: ....................... T: ....................... | Item
31 |  | Warranties for materials and workmanship Where warranties for materials are called for, the contractor shall obtain a written warranty, addressed to the employer, from the firm supplying the materials and/or doing the work and shall deliver same to the principal agent on the certified completion of the contract. The warranty shall state that workmanship, materials and installation are warranteed for a specified period from the date of certified completion of the contract, and that any defects that may arise during the specified period shall be made good at the expense of the firm supplying the materials and/or doing the work, upon written notice to do so. The warranty will not be enforced if the work is damaged by defects in the construction of the building in which case the responsibility for replacement shall rest entirely with the contractor.
31 | 167 | F: ....................... V: ....................... T: ....................... | Item
32 |  | Co-operation of contractor for cost management It is specifically agreed that the contractor accepts the obligation of assisting the principal agent in implementing proper cost management. The contractor will be advised by the principal agent of all cost management procedures which will be implemented to ensure that the final building cost does not exceed the budget. The principal agent undertakes to make available to the contractor all budgetary allowances and cost assessments/reports to enable the proper procedures to be implemented and the contractor shall attend all cost plan review and cost management meetings. The contractor undertakes to extend these procedures, as necessary, to all subcontractors
32 | 168 | F: ....................... V: ....................... T: ....................... | Item
32 |  | The contractor undertakes to maintain in confidence any and all information regarding this project and shall obtain appropriate similar undertakings from all subcontractors and suppliers. Such information shall not be used in any way except in connection with the execution of the works No information regarding this project shall be published or disclosed without the prior written consent of the employer
32 | 169 | F: ....................... V: ....................... T: ....................... | Item
32 |  | Propping of floors below The contractor is advised that propping of floors below may be required if he wishes to use any areas of completed suspended reinforced concrete slabs for vehicle access, storage of materials and goods and location of plant, scaffolding, etc. The location of these areas and any necessary propping shall be approved by the principal agent and the cost thereof shall be borne by the contractor
32 | 170 | F: ....................... V: ....................... T: ....................... | Item
33 |  | Testing of windows for watertightness Each window shall be tested for watertightness with water sprayed on by means of a 20mm hosepipe using adequate pressure. If in the opinion of the principal agent, the pressure proves to be inadequate, then the pressure in the hosepipe shall be boosted by means of compressed air or other approved means
33 | 171 | F: ....................... V: ....................... T: ....................... | Item
33 |  | Testing of flat roof waterproofing for watertightness Flat roof waterproof areas shall be prepared with small sand dykes around them of a size and enclosing an area approved by the principal agent, flooded with water and kept "ponded" for at least 36 hours as a test to ensure the watertightness of the waterproofing and before any further construction work is carried out above the waterproofing
33 | 172 | F: ....................... V: ....................... T: ....................... | Item
33 |  | Wherever a trade name for any product has been described in the bills of quantities, the tenderers attention is drawn to the fact that any other product of equal quality may be used subject to the written approval of the principal agent being obtained prior to the closing date for submission of tenders If prior written approval for an alternative product is not obtained, the product described shall be deemed to have been tendered for Contract drawings
33 | 173 | F: ....................... V: ....................... T: ....................... | Item
33 |  | Occupational Health and Safety Allowance to be made under this clause for compliance with all requirements of the occupational health and safety act and regulations
34 |  | Health & Safety (clause C15) The Contractor shall allow for Health and Safety according to the Occupational Health and Safety Act, 1993, Construction Regulations 2014 as per Government Notice. Contractor to include all OHS requirements such as PPE, safety file, training, medicals, signage and a full-time health and safety officer
34 |  | Occupational Health and Safety Act The contractor shall comply with all the requirements set out in the Construction Regulations, 2014 issued under the Occupational Health and Safety Act, 1993 (Act No 85 of 1993) It is required of the contractor to thoroughly study the Health and Safety Specification that must be read together with and is deemed to be incorporated under this Section of the bills of quantities/ lump sum document The contractor must take note that compliance with the Occupational Health and Safety Act, Construction Regulations and Health and Safety Specification is compulsory. In the event of partial or total non-compliance, the Employer, notwithstanding the provisions of clause A31.0 of Section A or any other clause to the contrary, reserves the right to delay issuing any progress payment certificate until the contractor provides satisfactory proof of compliance. The contractor shall not be entitled to any compensation of whatsoever nature, including interest, due to such delay of payment Provision for pricing of the Occupational Health and Safety Act, Construction Regulations and Health and Safety Specification is made under this clause, as well as the clauses that follow hereafter and it is explicitly pointed out that all requirements of the aforementioned are deemed to be priced under these clauses and no additional claims in this regard shall be entertained
34 | 174 | F: ....................... V: ....................... T: ....................... | Item
35 |  | Provision of protective personal equipment (PPE) Provision of reflective vests Provision of signage Provision of training Provision of medical certificates, medical surveillance including initial (baseline) medical examinations, and exit examinations
35 | 175 | F: ....................... V: ....................... T: ....................... | Item
35 |  | Provision of hard hats
35 | 176 | F: ....................... V: ....................... T: ....................... | Item
35 |  | Provision of protective footwear F: ....................... V: ....................... T: .......................
35 |  | Provision of ear plugs
35 | 177 | F: ....................... V: ....................... T: ....................... | Item
35 |  | Provision of dust masks
35 | 178 | F: ....................... V: ....................... T: ....................... | Item
35 |  | Provision of gloves
35 | 179 | F: ....................... V: ....................... T: ....................... | Item
35 |  | Provision of high visibility overalls to SARTSM Chapter 13 Level 3
35 | 180 | F: ....................... V: ....................... T: ....................... | Item
35 |  | Provision of SANS approved ear defenders
35 | 181 | F: ....................... V: ....................... T: ....................... | Item
35 |  | Provision of full time construction health and safety officer (Pr. CHSO SACPCMP Registered)
36 | 182 | F: ....................... V: ....................... T: ....................... | Item
36 |  | SUMMARY OF CATEGORIES Categories Category: Fixed F:.............................. Category: Value V:.............................. Category: Time T:................................
36 | 183 | Category: Fixed F:.............................. | Item
36 | 184 | Category: Value V:.............................. | Item
36 | 185 | Category: Time T:................................ | Item
37 |  | SECTION NO. 1 | H1
37 |  | BILL NO. 2 | H1
37 |  | EARTHWORKS (PROVISIONAL) | H1
37 |  | NOTE. For Trade Preambles and amplifications of descriptions, the Contractor is referred to the "Model Preambles for Trades" (Latest Edition). Supplementary Preambles are to be read in conjunction with the "Model Preambles for Trades" and where these are at variance with the Model Preambles, they are to take preference over the Model Preambles are to apply to this contract
37 |  | SUPPLEMENTARY PREAMBLES | H2
37 |  | The nature of the ground is assumed to be loose sandy material, therefore "earth", but possibly interspersed with some "soft rock" or "hard rock".
37 |  | Descriptions of carting away of excavated material shall be deemed to include loading excavated material onto trucks directly from the excavations or, alternatively, from stock piles situated on the building site.
37 |  | SITE CLEARANCE ETC | H2
37 |  | Site clearance | H3
37 | 1 | Digging up and removing rubbish, debris, vegetation, hedges, shrubs and trees not exceeding 200mm girth, bush, etc | m2 | 12500 |  | 0
37 |  | EXCAVATION, FILLING, ETC | H2
37 |  | Excavation in earth not exceeding 2m deep | H3
37 | 2 | Reduced levels | m3 | 1289 |  | 0
37 | 3 | Trenches, ground beams etc | m3 | 1033 |  | 0
38 |  | Back excavation of vertical sides of excavation in earth for working space including backfilling compacted to 98% Mod AASHTO density | H3
38 | 4 | Not exceeding 1.5m deep for placing and removing formwork to walls etc against excavated face | m2 | 2329 |  | 0
38 |  | Extra over trench and hole excavations in earth for excavations in | H3
38 | 5 | Soft rock | m3 | 103 |  | 0
38 | 6 | Hard rock | m3 | 52 |  | 0
38 |  | Extra over back excavation in earth for working space for excavation in soft rock | H3
38 | 7 | Not exceeding 1.5m deep for placing and removing formwork to walls etc against excavated face | m2 | 233 |  | 0
38 |  | Extra over back excavation in earth for working space for excavation in hard rock | H3
38 | 8 | Not exceeding 1.5m deep for placing and removing formwork to walls etc against excavated face | m2 | 116 |  | 0
38 |  | Extra over all excavations for carting away | H3
38 | 9 | Surplus material from excavations and/or stock piles on site to a dumping site to be located by the contractor | m3 | 1712 |  | 0
38 |  | Extra over for carting away | H3
38 | 10 | Existing hard rock material on site to a dumping site to be located by the contractor | m3 | 52 |  | 0
38 |  | Risk of collapse of excavations | H3
38 | 11 | Sides of trench and hole excavations not exceeding 1,5m deep | m2 | 2329 |  | 0
39 |  | Keeping excavations free of water | H3
39 | 12 | Keeping excavations free of all water by hand, or mechanical means for all buildings | Item | 1 |  | 0
39 |  | Earth filling obtained from the excavations and/or prescribed stock piles on site compacted to 95% Mod AASHTO density | H3
39 | 13 | Below floors etc | m3 | 411 |  | 0
39 | 14 | Backfilling to trenches, holes, etc | m3 | 424 |  | 0
39 |  | Earth filling of G5 material supplied by the contractor compacted to 98% Mod. AASHTO density (or as stipulated by the Engineer) | H3
39 | 15 | To trenches, holes, etc | m3 | 139 |  | 0
39 | 16 | Under floors, etc | m3 | 412 |  | 0
39 |  | Earth filling of G7 material supplied by the contractor compacted to 95% Mod. AASHTO density (or as stipulated by the Engineer) | H3
39 | 17 | To trenches, holes, etc | m3 | 139 |  | 0
39 | 18 | Under floors, etc | m3 | 409 |  | 0
39 |  | Coarse river sand filling supplied by the contractor | H3
39 | 19 | Under floors etc | m3 | 137 |  | 0
39 |  | Compaction of surfaces | H3
39 | 20 | Compaction of ground surface under floors etc including scarifying for a depth of 150mm, breaking down oversize material, adding suitable material where necessary and compacting to 93% Mod AASTHO density (or as stipulated by the Engineer) | m2 | 2738 |  | 0
40 | 21 | Compaction of bottom of trenches, bases etc including scarifying for a depth of 150mm, breaking down oversize material, adding suitable material where necessary and compacting to 93% Mod AASTHO density (or as stipulated by the Engineer) | m2 | 927 |  | 0
40 |  | Prescribed density tests on filling | H3
40 | 22 | Modified AASHTO Density test | No | 80 |  | 0
40 |  | SOIL POISONING | H2
40 |  | Soil poisoning | H3
40 | 23 | Soil insecticide under floors, paving, etc including forming and poisoning shallow furrows against foundation walls etc, filling in furrows and ramming | m2 | 2738 |  | 0
40 | 24 | Soil insecticide to bottoms of trenches, holes, etc | m2 | 3256 |  | 0
41 |  | SECTION NO. 1 | H1
41 |  | BILL NO. 3 | H1
41 |  | CONCRETE, FORMWORK AND REINFORCEMENT (PROVISIONAL) | H1
41 |  | NOTE. For Trade Preambles and amplifications of descriptions, the Contractor is referred to the "Model Preambles for Trades" (Latest Edition). Supplementary Preambles are to be read in conjunction with the "Model Preambles for Trades" and where these are at variance with the Model Preambles, they are to take preference over the Model Preambles are to apply to this contract
41 |  | SUPPLEMENTARY PREAMBLES | H2
41 |  | Cost of tests The costs of making, storing and testing of concrete test cubes as required under clause 7 "Tests" of SABS 1200 G shall include the cost of providing cube moulds necessary for the purpose, for testing costs and for submitting reports on the tests to the architect. The testing shall be undertaken by an independent firm or institution nominated by the contractor and to the approval of the architect. (Test cubes are measured separately)
41 |  | Formwork Descriptions of formwork shall be deemed to include use and waste only (except where described as "left in" or "permanent"), for fitting together in the required forms, wedging, plumbing and fixing to true angles and surfaces as necessary to ensure easy release during stripping and for reconditioning as necessary before re-use. The vertical strutting shall be carried down to such construction as is sufficiently strong to afford the required support without damage and shall remain in position until the newly constructed work is able to support itself.
42 |  | Formwork to soffits of (solid) slabs etc shall be deemed to be to slabs not exceeding 250mm thick unless otherwise described Formwork to sides of bases, pile caps, ground beams, etc will only be measured where it is prescribed by the engineer for design reasons. Formwork necessitated by irregularity or collapse of excavated faces will not be measured and the cost thereof shall be deemed to be included in the allowance for taking the risk of collapse of the sides of the excavations, provision for which is made in "Earthworks"
42 |  | UNREINFORCED CONCRETE CAST AGAINST EXCAVATED SURFACES | H2
42 |  | 15MPa/19mm concrete | H3
42 | 1 | Surface blinding under footings and bases | m3 | 46 |  | 0
42 |  | REINFORCED CONCRETE | H2
42 |  | 25MPa/19mm concrete | H3
42 | 2 | Strip footings | m3 | 232 |  | 0
42 | 3 | Surface beds, thickenings etc in waterproofing | m3 | 363 |  | 0
42 | 4 | Walls, slabs etc | m3 | 9 |  | 0
42 |  | CONCRETE SUNDRIES | H2
42 |  | Finishing top surfaces of concrete smooth with a wood float including non-slip brush finish | H3
42 | 5 | Surface beds, slabs, etc | m2 | 2738 |  | 0
42 |  | ROUGH FORMWORK | H2
42 |  | Rough formwork to sides | H3
42 | 6 | Footings, bases etc | m2 | 520 |  | 0
43 |  | ROUGH FORMWORK (DEGREE OF ACCURACY III) | H2
43 |  | Rough formwork to sides | H3
43 | 7 | Walls | m2 | 83 |  | 0
43 | 8 | Edges, risers, ends and reveals not exceeding 300mm high or wide | m | 1065 |  | 0
43 |  | Rough formwork to soffits | H3
43 | 9 | Slabs | m2 | 8 |  | 0
43 |  | MOVEMENT JOINTS ETC | H2
43 |  | Expansion joints with softboard between vertical concrete and brick surfaces | H3
43 | 10 | 10mm Joints not exceeding 300mm high along edges of surface beds | m | 1910 |  | 0
43 |  | Saw cut joints | H3
43 | 11 | 3 x 40mm Saw cut joints in top of concrete | m | 996 |  | 0
43 |  | TEST BLOCKS | H2
43 | 12 | Making and testing 150 x 150 x 150mm concrete strength test cube (Provisional) | No | 80 |  | 0
43 |  | REINFORCEMENT | H2
43 |  | Steel reinforcement to structural concrete work | H3
43 | 13 | Various diameter bars | t | 25.92 |  | 0
43 |  | Fabric reinforcement | H3
43 | 14 | Type 193 fabric reinforcement in concrete surface beds, slabs, etc | m2 | 3327 |  | 0
44 |  | SECTION NO. 1 | H1
44 |  | BILL NO. 4 | H1
44 |  | MASONRY(PROVISIONAL) | H1
44 |  | NOTE. For Trade Preambles and amplifications of descriptions, the Contractor is referred to the "Model Preambles for Trades" (Latest Edition). Supplementary Preambles are to be read in conjunction with the "Model Preambles for Trades" and where these are at variance with the Model Preambles, they are to take preference over the Model Preambles are to apply to this contract
44 |  | SUPPLEMENTARY PREAMBLES | H2
44 |  | Sizes in descriptions Where sizes in descriptions are given in brick units, "one brick" shall represent the length and "half brick" the width of a brick
44 |  | Bagged and sealed walls Walls in two skins described as "bagged and sealed" shall be deemed to include having the outer face of the inner skin bagged with 1:6 cement and sand mixture and sealed with two coats "Brixeal" bitumen emulsion waterproofing coating.
44 |  | Face bricks Bricks shall be ordered timeously to obtain uniformity in size and colour
44 |  | Pointing Descriptions of recessed pointing to fair face brickwork and face brickwork shall be deemed to include square recessed, hollow recessed, weathered pointing, etc
44 |  | Samples Samples of all masonry building units, except those for walls described as "load bearing", shall consist of a minimum of 6 units. Samples of building units to be used in walls described as "load bearing" shall consist of 30 units from every 30 000 units delivered to site
44 |  | FOUNDATIONS | H2
45 |  | Brickwork of NFX bricks (14 MPa nominal compressive strength) in class II mortar (or as stipulated by the Engineer) | H3
45 | 1 | One brick walls | m2 | 825 |  | 0
45 |  | SUPERSTRUCTURE | H2
45 |  | Brickwork of NFP bricks in class II mortar | H3
45 | 2 | Brick Piers | m3 | 19 |  | 0
45 | 3 | Half brick walls | m2 | 628 |  | 0
45 | 4 | One brick walls | m2 | 3014 |  | 0
45 |  | BRICKWORK SUNDRIES | H2
45 |  | Brickwork reinforcement | H3
45 | 5 | 75mm Wide reinforcement built in horizontally | m | 3222 |  | 0
45 | 6 | 150mm Wide reinforcement built in horizontally | m | 19196 |  | 0
45 |  | Prestressed fabricated lintels | H3
45 | 7 | 110 x 70mm Lintels in lengths not exceeding 3m | m | 522 |  | 0
45 |  | Turning pieces to lintels | H3
45 | 8 | 230mm Wide turning pieces | m | 522 |  | 0
45 |  | Galvanised hoop iron cramps, ties, etc | H3
45 | 9 | 30 x 1,6mm Cramp 500mm long with one end fixed to wood and other end built into brickwork | No | 98 |  | 0
45 | 10 | 4mm Diameter roof tie 2m girth bent double, with one end built into brickwork and other end fixed to timber | No | 1133 |  | 0
46 |  | Air bricks etc | H3
46 | 11 | 215 x 215mm Terracotta air bricks | No | 384 |  | 0
46 |  | EXTRA OVER FOR FACE BRICKWORK | H2
46 |  | "Firelight Satin FBX" Face bricks (as per Architectural specifications) pointed with recessed horizontal and vertical joints | H3
46 | 12 | Extra over brickwork for face brickwork | m2 | 2972 |  | 0
46 | 13 | Extra over brickwork for brick-on-edge header courses, lintels etc | m | 288 |  | 0
46 |  | "Platinium Satin FBX" Face bricks (as per Architectural specifications) pointed with recessed horizontal and vertical joints | H3
46 | 14 | Extra over brickwork for face brickwork | m2 | 289 |  | 0
46 | 15 | Extra over brickwork for brick-on-edge header courses, lintels etc | m | 418 |  | 0
46 | 16 | Extra over brickwork for sills set sloping and slightly projecting | m | 249 |  | 0
47 |  | SECTION NO. 1 | H1
47 |  | BILL NO. 5 | H1
47 |  | WATERPROOFING(PROVISIONAL) | H1
47 |  | NOTE. For Trade Preambles and amplifications of descriptions, the Contractor is referred to the "Model Preambles for Trades" (Latest Edition). Supplementary Preambles are to be read in conjunction with the "Model Preambles for Trades" and where these are at variance with the Model Preambles, they are to take preference over the Model Preambles are to apply to this contract
47 |  | SUPPLEMENTARY PREAMBLES | H2
47 |  | Waterproofing Waterproofing of roofs, basements, etc. shall be laid under a ten year guarantee. Waterproofing to roofs shall be laid to even falls to outlets etc with necessary ridges, hips and valleys. Descriptions of sheet or membrane waterproofing shall be deemed to include additional labour to turn-ups and turn-downs.
47 |  | DAMPPROOFING OF WALLS AND FLOORS | H2
47 |  | One layer 250 micron "Gunplas USB Green" polyethylene waterproofing sheeting sealed at laps with "Gunplas Pressure Sensitive Tape" | H3
47 | 1 | On compacted earth under concrete surface beds, lapped 150 mm and sealed at all joints | m2 | 2851 |  | 0
47 |  | One layer 375 micron embossed "Gunplas Brikgrip" polyethylene damp proof course fixed with approved adhesive | H3
47 | 2 | On walls, stepped up in cavities, under cills, etc. | m2 | 853 |  | 0
48 |  | Prepare and apply "Sika Cemflex" acrylic based emulsion waterproofing system including "Cemflex Fabric" | H3
48 | 3 | On plastered walls | m2 | 16 |  | 0
48 |  | JOINT SEALANTS ETC | H2
48 |  | Approved two-part grey polysulphide sealing compound including backing cord, bond breaker, primer, etc | H3
48 | 4 | 10 x 10mm In expansion joints in floors including raking out expansion joint filler as necessary | m | 1910 |  | 0
48 |  | Approved polyurethane sealant flexothane 1 by ABE or similar approved, including backing cord, bond breaker,primer, etc | H3
48 | 5 | 10 x 40mm In saw cut joints in floors including raking out joint filler as necessary | m | 996 |  | 0
49 |  | SECTION NO. 1 | H1
49 |  | BILL NO. 6 | H1
49 |  | ROOF COVERINGS(PROVISIONAL) | H1
49 |  | NOTE. For Trade Preambles and amplifications of descriptions, the Contractor is referred to the "Model Preambles for Trades" (Latest Edition). Supplementary Preambles are to be read in conjunction with the "Model Preambles for Trades" and where these are at variance with the Model Preambles, they are to take preference over the Model Preambles are to apply to this contract
49 |  | PROFILED FIBRE-CEMENT SHEETING AND ACCESSORIES | H2
49 |  | Safintra 0.55mm thick 700mm cover Saflok 700 Rain Cloud Colorplus interlocking concealed fix roof covering, fixed to timber purlins at 2112mm centres and end span purlins at 1920mm centres by means of SL 700 Clip 21 clips secured to purlins in combination with a suitable class Safintra approved water head self-tapping fasteners, all in accordance with manufacturer's recommendations, as per architects design complete | H3
49 | 1 | Roof covering with pitch not exceeding 25 degrees | m2 | 3761 |  | 0
49 | 2 | 0.6mm Colomate finished galvanised metal ridge cap with ridge closers to manufacturer's specifications | m | 547 |  | 0
49 | 3 | Eaves fillers | m | 1146 |  | 0
49 |  | 0.6mm Galvanised Steel IBR Roof Sheeting with Chromodek finish fixed in accordance with Manufacturer's instructions | H3
49 | 4 | Roof covering with pitch not exceeding 25 degrees | m2 | 14 |  | 0
50 | 5 | 0.6mm Colomate finished galvanised metal ridge cap with ridge closers to manufacturer's specifications | m | 4 |  | 0
50 |  | ROOF AND WALL LINING AND INSULATION | H2
50 |  | 100mm non-combustible lightweight fibreglass insulation | H3
50 | 6 | Insulation laid taut over timber rafters, in accordance with manufacturer's specifications, all installed between the beams and laid loose on top of brandering etc, as per Architectural specifications | m2 | 3761 |  | 0
50 |  | ROOF VENTILATORS | H2
50 |  | Steel fixed roof ventilator with bird / vermin proofing | H3
50 | 7 | Roof Ventilators (as per Architectural specifications) | No | 8 |  | 0
51 |  | SECTION NO. 1 | H1
51 |  | BILL NO. 7 | H1
51 |  | CARPENTRY AND JOINERY(PROVISIONAL) | H1
51 |  | NOTE. For Trade Preambles and amplifications of descriptions, the Contractor is referred to the "Model Preambles for Trades" (Latest Edition). Supplementary Preambles are to be read in conjunction with the "Model Preambles for Trades" and where these are at variance with the Model Preambles, they are to take preference over the Model Preambles are to apply to this contract
51 |  | SUPPLEMENTARY PREAMBLES | H2
51 |  | Fixing Items described as "nailed" shall be deemed to be fixed with hardened steel nails or pins, or to be shot-pinned, to brickwork or concrete
51 |  | Items described as "plugged" shall be deemed to include screwing to fibre, plastic or metal plugs at not exceeding 500mm centres, and where described as "bolted", the bolts have been given elsewhere
51 |  | ROOFS ETC | H2
51 |  | Design, fabrication, supply and installation of the Roof Structure Construction. The Timber Roof Construction Sub-Contractor shall provide all materials (such as nails, ties, trusses, rafters, bracing, painting of exposed timbers, purlins, etc), equipment, labour, services and Engineer's Certificate necessary for the complete and efficient operation of the Installation, all in strict accordance to the architect's approval
51 | 1 | Roof area measured flat on plan | m2 | 3133 |  | 0
51 |  | Sawn Softwood | H3
51 | 2 | 38 x 114mm Wall plates | m | 713 |  | 0
52 |  | SKIRTINGS | H2
52 |  | Wrought Meranti | H3
52 | 3 | 100 x 18mm Skirting plugged, including quarter round timber | m | 1317 |  | 0
52 |  | DADO RAILS | H2
52 |  | Isowood | H3
52 | 4 | 80 x 24mm "Isowood" or similar approved classical type dado rail, installed in position, as per Manufacturer's specifications, including all adhesives, sanding, filling and sealing etc | m | 234 |  | 0
52 |  | DOORS ETC | H2
52 |  | Semi-solid flush panel doors | H3
52 | 5 | D05 size 900 x 2032 x 40mm | No | 3 |  | 0
52 | 6 | D10 size 813 x 2032 x 40mm | No | 23 |  | 0
52 |  | Solid flush panel doors with hardboard both sides and two concealed edges | H3
52 | 7 | D02 size 813 x 2032 x 40mm | No | 36 |  | 0
52 | 8 | D06 size 813 x 2032 x 40mm | No | 3 |  | 0
52 |  | Supawood Doors with cladding to external faces, as per architectural specifications | H3
52 | 9 | D08 size 1500 x 1845 x 40mm | No | 1 |  | 0
52 | 10 | D09 size 1000 x 1845 x 40mm | No | 2 |  | 0
52 |  | Wrought Meranti Doors | H3
52 | 11 | D01 size 813 x 2032 x 40mm | No | 28 |  | 0
53 |  | FRAMED FRAMES ETC | H2
53 |  | Hardwood Frames, stained as per Architectural specifications | H3
53 | 12 | 76 x 44mm Frames suitable for D08 | No | 1 |  | 0
53 | 13 | 76 x 44mm Frames suitable for D09 | No | 2 |  | 0
53 | 14 | 86 x 52mm Frames suitable for D05 | No | 3 |  | 0
53 |  | JOINERY SUNDRIES | H2
53 |  | Beams etc | H2
53 |  | "S7" or equal approved | H3
53 | 15 | 228 x 50mm Timber beam secured to and including the truss hanger brackets / straps, including all other fixings etc complete as per Architectural details | m | 28 |  | 0
53 |  | Shelving, cupboards, fittings etc | H2
53 |  | NOTE: The following items have been measured as complete units i.e the components of the units have not been separately measured. The description therefore of such units shall be deemed to include all components, assembling, housing, notching, gluing, blocking, planting on and screwing with countersunk screws, edge strips, cut out for sinks, decorative plastic finish, glass, ironmongery, metalwork, wall mounting brackets, paint or varnish finishes, etc Tenderers must refer to the architect's Joinery drawings and referred to in the items in order to understand the full requirements and descriptions of the works
54 | 16 | Grade R Block Storeroom 1 shelving (approximate wall surface area 8615mm x 2100mm high) comprising 600mm wide shelves and base made of 20mm melamine or similar approved. All exposed edges of melamine to receive a 3mm thick white PVC impact edging. Shelving to be countersunk screwed to brackets from below. Brackets and support bands are epoxy coated, metal free standing units, bolted together with metal corner support posts, with feet fitted with PVC corners, to protect floor coverings. All shelving to be adjustable. and as per Architectural details and specifications | No | 1 |  | 0
54 | 17 | Grade R Block Storeroom 2 shelving (approximate wall surface area 8140mm x 2100mm high) comprising 600mm wide shelves and base made of 20mm melamine or similar approved. All exposed edges of melamine to receive a 3mm thick white PVC impact edging. Shelving to be countersunk screwed to brackets from below. Brackets and support bands are epoxy coated, metal free standing units, bolted together with metal corner support posts, with feet fitted with PVC corners, to protect floor coverings. All shelving to be adjustable. and as per Architectural details and specifications | No | 1 |  | 0
54 | 18 | Admin Block Principal's office shelving (approximate wall surface area 2800mm x 2100mm high) comprising 600mm wide shelves and base made of 20mm melamine or similar approved. All exposed edges of melamine to receive a 3mm thick white PVC impact edging. Shelving to be countersunk screwed to brackets from below. Brackets and support bands are epoxy coated, metal free standing units, bolted together with metal corner support posts etc with floor cupboards below (measured elsewhere) as per Architectural details and specifications | No | 1 |  | 0
55 | 19 | Media Library shelving (approximate wall surface area 21690mm x 2100mm high) comprising 600mm wide shelves and base made of 20mm melamine or similar approved. All exposed edges of melamine to receive a 3mm thick white PVC impact edging. Shelving to be countersunk screwed to brackets from below. Brackets and support bands are epoxy coated, metal free standing units, bolted together with metal corner support posts, with feet fitted with PVC corners, to protect floor coverings. All shelving to be adjustable. and as per Architectural details and specifications | No | 1 |  | 0
55 | 20 | Classroom Storerooms shelving (approximate wall surface area 5300mm x 2100mm high) comprising 600mm wide shelves and base made of 20mm melamine or similar approved. All exposed edges of melamine to receive a 3mm thick white PVC impact edging. Shelving to be countersunk screwed to brackets from below. Brackets and support bands are epoxy coated, metal free standing units, bolted together with metal corner support posts, with feet fitted with PVC corners, to protect floor coverings. All shelving to be adjustable. and as per Architectural details and specifications | No | 12 |  | 0
55 | 21 | Grade R Block wall cupboard unit size 1995 x 600 x 600mm high with all external exposed surfaces to be wrapped in melamine. All cupboards to have locks installed, with 160mm aluminium barrel handles to doors and drawers with floor cupboard below, as per Architectural details and specifications | No | 3 |  | 0
55 | 22 | Grade R Block floor cupboard unit size 1995 x 600 x 900mm high with all external exposed surfaces to be wrapped in melamine. All cupboards to have locks installed, with 160mm aluminium barrel handles to doors and drawers with "Eezi-Quartz" counter top, as per Architectural details and specifications | No | 3 |  | 0
56 | 23 | Admin Block Principal's floor cupboard unit size 2800 x 600 x 900mm high with all external exposed surfaces to be wrapped in melamine. All cupboards to have locks installed, with 160mm aluminium barrel handles to doors and drawers with "Eezi-Quartz" or similar counter top, as per Architectural details and specifications | No | 1 |  | 0
56 | 24 | Admin Block Kitchen wall cupboard unit size 5440 x 600 x 600mm high with all external exposed surfaces to be wrapped in melamine. All cupboards to have locks installed, with 160mm aluminium barrel handles to doors and drawers with floor cupboard below, as per Architectural details and specifications | No | 1 |  | 0
56 | 25 | Admin Block Kitchen floor cupboard unit size 5440 x 600 x 900mm high with all external exposed surfaces to be wrapped in melamine. All cupboards to have locks installed, with 160mm aluminium barrel handles to doors and drawers with "Eezi-Quartz" counter top, as per Architectural details and specifications | No | 1 |  | 0
56 | 26 | Media Library reception cupboard unit size 5200 x 800 x 1100mm high with all external exposed surfaces to be wrapped in formica, including 100 x 22mm support clad in melamine to match all cupboards and to provide support for shelf. Floating shelf, front facing panels and internal carcasses are to be wrapped in white formica. All skirtings / plinths to be chipboard wrapped in formica. All cupboards to have locks installed, with 160mm aluminium barrel handles to doors and drawers with 32mm thick post formed worktop with 180 degrees bullnosed edges all wrapped in formica, including all aluminium trims etc complete, as per Architectural details and specifications | No | 1 |  | 0
56 | 27 | Guard House floor cupboard unit size 1580 x 600 x 900mm high with all external exposed surfaces to be wrapped in melamine. All cupboards to have locks installed, with 160mm aluminium barrel handles to doors and drawers with "Eezi-Quartz" or similar counter top, as per Architectural details and specifications | No | 1 |  | 0
57 | 28 | 32mm Formica chipboard worktop with 100 x 22mm support clad in melamine to march cupboards, supports to be screwed against wall to provide support for serving counter top | m | 5 |  | 0
57 |  | Benches, seating etc | H2
57 |  | Laminted Saligna | H3
57 | 29 | Laminated saligna seats 500mm wide screwed to front of brackets and two 50 x 50 x 3mm angle iron brackets, fixed to wall with and including three M10 rawbolts each, as per Architectural details complete | m | 1 |  | 0
58 |  | SECTION NO. 1 | H1
58 |  | BILL NO. 8 | H1
58 |  | CEILINGS PARTITIONS AND ACCESS FLOORING(PROVISIONAL) | H1
58 |  | NOTE. For Trade Preambles and amplifications of descriptions, the Contractor is referred to the "Model Preambles for Trades" (Latest Edition). Supplementary Preambles are to be read in conjunction with the "Model Preambles for Trades" and where these are at variance with the Model Preambles, they are to take preference over the Model Preambles are to apply to this contract
58 |  | SUPPLEMENTARY PREAMBLES | H2
58 |  | Electrical light fittings, diffusers, panels, etc generally are "lay in" units of the same / similar dimensions as the ceiling grid described and allowance must be made accordingly for their support inclusive of any flexibility insetting out that may be required (ceiling panels / boards have not been deducted and pricing is to take cognisance thereof)
58 |  | NAILED UP CEILINGS | H2
58 |  | 6.4mm "Rhinoboard" or similar approved ceiling board fixed to brandering with PVC cover strips over joints with all nail or screw heads stopped and sanded level, all in strict accordance with manufacturer's instructions, including skimming to receive paintwork (elsewhere measured) | H3
58 | 1 | Ceilings including 38 x 38mm sawn softwood brandering at 400mm centres in one direction only to trusses (elsewhere measured), as per manufacturers specifications | m2 | 2100 |  | 0
58 | 2 | Extra over ceiling for 600 x 600mm trap door of 38 x 76mm wrought softwood rebated framing with one 38 x 38mm sawn softwood cross brander covered with ceiling board and fitted flush in opening | No | 57 |  | 0
59 |  | "Rhino" or similar approved Moulded Gypsum Cornices | H3
59 | 3 | 75mm Coved cornice | m | 1701 |  | 0
59 |  | CEILING INSULATION | H2
59 |  | Thermal insulation | H3
59 | 4 | Average 100mm thick flexible stonewool thermal insulation closely fitted and laid on top of ceilings including cutting and fitting around roof timbers | m2 | 2100 |  | 0
60 |  | SECTION NO. 1 | H1
60 |  | BILL NO. 9 | H1
60 |  | FLOOR COVERINGS(PROVISIONAL) | H1
60 |  | NOTE. For Trade Preambles and amplifications of descriptions, the Contractor is referred to the "Model Preambles for Trades" (Latest Edition). Supplementary Preambles are to be read in conjunction with the "Model Preambles for Trades" and where these are at variance with the Model Preambles, they are to take preference over the Model Preambles are to apply to this contract
60 |  | SUPPLEMENTARY PREAMBLES | H2
60 |  | Fixing Floor coverings, wall linings, etc shall, where applicable, be fixed with adhesive as recommended by the manufacturers of the flooring, linings, etc
60 |  | FLOOR COVERINGS | H2
60 |  | Carpet tiles including felt underlay, laid as per manufacturer's recommendations on 30mm screed (elsehwere measured) | H3
60 | 1 | On Floors | m2 | 30 |  | 0
60 |  | Non-slip resilient vinyl tile floor covering (Polyflor XL 2mm thick fully flexible PVC sheet flooring laid) as per manufacturer's recommendations on 30mm screed (elsehwere measured). | H3
60 | 2 | On floors | m2 | 1859 |  | 0
60 |  | POLISH, SEALERS, ETC | H2
60 |  | Polish on vinyl flooring | H3
60 | 3 | Two coats of approved polish on vinyl flooring | m2 | 1859 |  | 0
61 |  | SECTION NO. 1 | H1
61 |  | BILL NO. 10 | H1
61 |  | IRONMONGERY(PROVISIONAL) | H1
61 |  | NOTE. For Trade Preambles and amplifications of descriptions, the Contractor is referred to the "Model Preambles for Trades" (Latest Edition). Supplementary Preambles are to be read in conjunction with the "Model Preambles for Trades" and where these are at variance with the Model Preambles, they are to take preference over the Model Preambles are to apply to this contract
61 |  | SUPPLEMENTARY PREAMBLES | H2
61 |  | Finishes to ironmongery
61 |  | Where applicable finishes to ironmongery are indicated by suffixes in accordance with the following list: BS Satin bronze lacquered CH Chromium plated SC Satin chromium plated SE Silver enamelled GE Grey enamelled AS Anodised silver AB Anodised bronze AG Anodised gold ABL Anodised black PB Polished brass PL Polished and lacquered PT Epoxy coated SD Sanded
61 |  | HINGES, BOLTS, ETC | H2
61 |  | "Union" or equal and approved | H3
61 | 1 | Code: 096/76 - S/S 4 B/B Hinge | Pairs | 95 |  | 0
61 | 2 | 100mm Pad bolt | No | 34 |  | 0
61 |  | LOCKS, CATCHES, CABIN HOOKS, ETC | H2
61 |  | "Union" or equal and approved | H3
61 | 3 | 30mm Padlock | No | 34 |  | 0
61 | 4 | Code: 170/83 - Bath/WC Indicator Bolt M170 | No | 14 |  | 0
62 | 5 | Code: 56786 - Mortice Door Bolt with key SS | No | 2 |  | 0
62 | 6 | Code: 642/35 - PROF Cylinder Deadlock SS | No | 6 |  | 0
62 | 7 | Code: 66s1/32 - S/S Adjustable Roller Latch | No | 1 |  | 0
62 | 8 | Code: 730/68 - 76mm Profile arch sash lock S/S | No | 38 |  | 0
62 | 9 | Code: 742/68 - 76mm Profile Cylinder deadlock S/S | No | 1 |  | 0
62 | 10 | Code: 880-66/78 - 5 Pin NP Double Cylinder 66mm 3K N.PL | No | 44 |  | 0
62 | 11 | Code: 892-66/78 - 5 Pin NP Single Cylinder 3K N.PL | No | 1 |  | 0
62 | 12 | Code: 106-150/76 – Cabin hook 150mm POL S/S | No | 12 |  | 0
62 | 13 | Code: 120/150 - S/Chrome Flush bolt 150x20mm | No | 6 |  | 0
62 | 14 | Code: ED908/CYL – Profile cylinder escutcheon S/SS | No | 5 |  | 0
62 | 15 | Code: GZZW4405 - Narrow style cylinder escutcheon SS | No | 6 |  | 0
62 |  | HANDLES | H2
62 |  | "Union" or equal and approved | H3
62 | 16 | Code: 295/01 295/01 – Helping hand L/H or R/H | No | 2 |  | 0
62 | 17 | Code: 075/160/BT – 111x19 on 160x160 BPL SS | No | 7 |  | 0
62 | 18 | Code: EDE/101C - Daytona 19mm 165x165x1.5 / PL.CYL | No | 38 |  | 0
62 | 19 | Code: JBS209OS/350 BTB - S.S O/SET 375x350x25mm | No | 12 |  | 0
62 | 20 | Code: JD213/305 BT - S.S P/HAND 330x305x25mm | No | 4 |  | 0
62 |  | DOOR CLOSERS | H2
63 |  | "Union" or equal and approved | H3
63 | 21 | Code: AZ2001SR - TS2000VP Door Closer with P/Arm bracket | No | 7 |  | 0
63 |  | GRAB RAILS | H2
63 |  | "Railman" or equal and approved | H3
63 | 22 | Grab rails Ref DL2 Dogleg grab rail with 2 flanges. 304 high quality stainless steel 32mm o/d, finish satin polished. 80mm o/d flanges drilled and countersunk with 3 fixed screws | No | 3 |  | 0
63 | 23 | Grab rails Ref SR2 750mm x 206mm straight grab rail position. 304 high quality stainless steel 32mm o/d, finish satin polished. 80mm o/d flanges drilled and countersunk with 3 fixed screws | No | 3 |  | 0
63 |  | LETTERS, NAMEPLATES, ETC | H2
63 |  | "Union" or equal and approved | H3
63 | 24 | Code: 079/160E/MF - S/ST P/PL 160x160x1.2mm E/M&F | No | 3 |  | 0
63 | 25 | Code: 079/160E/M -S/ST P/PL 160x160x1.2mm E/MALE | No | 5 |  | 0
63 | 26 | Code: 079/160E/F - S/ST P/PL 160x160x1.2mm E/FEM | No | 5 |  | 0
63 | 27 | Code: 079/160E/P - S/ST P/PL 160x160x1.2mm E/PAR | No | 3 |  | 0
63 | 28 | Code: 079/160E/FHR - S/ST P/PL 160x160x1.2mm E/FHR | No | 66 |  | 0
63 | 29 | Code: 079/160 - 1.6MM S/S P/PL 160x160mm | No | 7 |  | 0
64 |  | 150/300/450 x 70mm high with 30mm lettering (helvetica medium) with black writing on white perspex, to be fixed on doors at 1.6mm high, etc, all as per architect's signage schedule, specifications and by approved supplier | H3
64 | 30 | Sign with five numerals or letters (SICK 1) | No | 1 |  | 0
64 | 31 | Sign with five numerals or letters (SICK 2) | No | 1 |  | 0
64 | 32 | Sign with six numerals or letters (OFFICE) | No | 1 |  | 0
64 | 33 | Sign with seven numerals or letters (KITCHEN) | No | 1 |  | 0
64 | 34 | Sign with nine numerals or letters (PRINCIPAL) | No | 1 |  | 0
64 | 35 | Sign with nine numerals or letters (PRINT ROOM) | No | 1 |  | 0
64 | 36 | Sign with nine numerals or letters (STAFF ROOM) | No | 1 |  | 0
64 | 37 | Sign with ten numerals or letters (STORE ROOM 1) | No | 1 |  | 0
64 | 38 | Sign with fourteen numerals or letters (VICE PRINCIPAL 1) | No | 1 |  | 0
64 | 39 | Sign with fourteen numerals or letters (VICE PRINCIPAL 2) | No | 1 |  | 0
64 |  | 150/300/450 x 70mm high with 30mm lettering (helvetica medium) with black writing on white perspex, to be fixed on wall at 2.2mm high, etc, all as per architect's signage schedule, specifications and by approved supplier | H3
64 | 40 | Sign with nine numerals or letters (RECEPTION) | No | 1 |  | 0
65 |  | 6mm Steel plate cut letters welded to 3 No. 10mm diameter mild steel rods fixed to wall. Lettering to be Helvitica Bold capital letters to be 300mm high. Rods to project through wall and thread cut at end and bolted on inside of wall including tubular spacers between letters and wall to ensure 15mm space between lettering and wall. Apply one coat zinc-chromate primer, one coat universal undercoat and two coats gloss enamel (colour to be determined by Architect) fixed to walls as per Architects specifications and approval | H3
65 | 41 | Sign with thirteen numerals or letters (ADMIN BUILDING) | No | 1 |  | 0
65 |  | BATHROOM FITTINGS | H2
65 |  | Franke or equal approved | H3
65 | 42 | TR2 Stainless Steel wall mounted lockable double toilet roll holder size 281 x 126 x 136mm | No | 34 |  | 0
65 |  | SUNDRIES | H2
65 |  | "Union" or equal and approved | H3
65 | 43 | Code: 056/76 - BR/SC Ring flush pull ring 65 X 50mm | No | 4 |  | 0
65 | 44 | Code: 140/69 - S/Steel floor mount doorstop | No | 2 |  | 0
65 | 45 | Code: 140/83 - Door stop floor mounted M140 SACR | No | 43 |  | 0
65 | 46 | Code: 154/69 - S/S Hat and coat hook with rubber buffer | No | 14 |  | 0
65 | 47 | Code: GZZWDUSTK – Dust keep | No | 3 |  | 0
65 |  | PINNING BOARDS, WRITING BOARDS, PROJECTION SCREENS, ETC | H2
66 |  | "Parrot" or equal and approved | H3
66 | 48 | Magnetic white board and chalk board combo comprising of an 1820mm wide x 1220mm high centre magnetic whiteboard panel and 4 x 1220mm x 920mm high side panels with 2 x side panels comprising of chalkboard and 2 x panels comprising of chalkboard to the one side of the leaf and magnetic whiteboard to the other side of the leaf with pre-drawn lines on both sides including all fittings, fixtures etc | No | 13 |  | 0
66 | 49 | Pinning board size 3000 x 1200mm high including aluminium frame | No | 30 |  | 0
66 |  | "Newline" or equal and approved | H3
66 | 50 | 75-85" Smart Interactive touch screen, with at least 3840 x 2160mm resolution, built in 4K voice tracking camera, speaker and microphone array including wireless projecting dongle etc as per the Architectural specifications based on DOE directive | No | 2 |  | 0
66 |  | STATIONERY CUPBOARDS | H2
66 |  | Steel stationery cupboards | H3
66 | 51 | 900 x 450 x 1800mm High heavy duty steel cupboard, "hammertone grey" in colour, with adjustable shelving | No | 19 |  | 0
66 |  | SHELVING | H2
66 |  | NOTE: The following items have been measured as complete units i.e the components of the units have not been separately measured. The description therefore of such units shall be deemed to include all components, assembling, housing, notching, gluing, blocking, planting on and screwing with countersunk screws, edge strips, cut out for sinks, decorative plastic finish, glass, ironmongery, metalwork, wall mounting brackets, paint or varnish finishes, etc Tenderers must refer to the architect's Joinery drawings and referred to in the items in order to understand the full requirements and descriptions of the works
67 | 52 | Admin Storeroom shelving (approximate wall surface area 9160mm x 2100mm high) comprising epoxy powder coated metal adjustable shelving free standing units, bolted together with metal corner support posts, with feet fitted with PVC corners, to protect floor coverings and as per Architectural details and specifications | No | 1 |  | 0
67 | 53 | Admin Strong Room shelving (approximate wall surface area 5600mm x 2100mm high) comprising epoxy powder coated metal adjustable shelving free standing units, bolted together with metal corner support posts, with feet fitted with PVC corners, to protect floor coverings and as per Architectural details and specifications | No | 1 |  | 0
67 | 54 | Admin Print Room shelving (approximate wall surface area 4800mm x 2100mm high) comprising epoxy powder coated metal adjustable shelving free standing units, bolted together with metal corner support posts, with feet fitted with PVC corners, to protect floor coverings and as per Architectural details and specifications | No | 1 |  | 0
67 | 55 | Media Storeroom 1 & 2 shelving (approximate wall surface area 10380mm x 2100mm high) comprising epoxy powder coated metal adjustable shelving free standing units, bolted together with metal corner support posts, with feet fitted with PVC corners, to protect floor coverings and as per Architectural details and specifications | No | 2 |  | 0
67 | 56 | Media Storeroom 3 & 4 shelving (approximate wall surface area 6446mm x 2100mm high) comprising epoxy powder coated metal adjustable shelving free standing units, bolted together with metal corner support posts, with feet fitted with PVC corners, to protect floor coverings and as per Architectural details and specifications | No | 2 |  | 0
68 | 57 | Dining & Nutrition Veg Store shelving (approximate wall surface area 4245mm x 2100mm high) comprising epoxy powder coated metal adjustable shelving free standing units, bolted together with metal corner support posts, with feet fitted with PVC corners, to protect floor coverings and as per Architectural details and specifications | No | 1 |  | 0
68 | 58 | Dining & Nutrition Dry Bulk Store shelving (approximate wall surface area 4490mm x 2100mm high) comprising epoxy powder coated metal adjustable shelving free standing units, bolted together with metal corner support posts, with feet fitted with PVC corners, to protect floor coverings and as per Architectural details and specifications | No | 1 |  | 0
68 | 59 | Dining & Nutrition Day Store shelving (approximate wall surface area 3243mm x 2100mm high) comprising epoxy powder coated metal adjustable shelving free standing units, bolted together with metal corner support posts, with feet fitted with PVC corners, to protect floor coverings and as per Architectural details and specifications | No | 1 |  | 0
68 | 60 | Dining & Nutrition Day Store shelving (approximate wall surface area 1500mm x 2100mm high) comprising epoxy powder coated metal adjustable shelving free standing units, bolted together with metal corner support posts, with feet fitted with PVC corners, to protect floor coverings and as per Architectural details and specifications | No | 1 |  | 0
69 |  | KITCHEN CUPBOARDS | H2
69 |  | NOTE: The following fittings have been measured as complete units i.e the components of the units have not been separately measured. The description therefore of such units shall be deemed to include all components, assembling, housing, notching, gluing, blocking, planting on and screwing with countersunk screws, edge strips, cut out for sinks, decorative plastic finish, glass, ironmongery, metalwork, wall mounting brackets, paint or varnish finishes, etc Tenderers must refer to the architect's Joinery drawings and referred to in the items in order to understand the full requirements and descriptions of the works
69 |  | Steel kitchen cupboards with baked enamel finish plugged | H3
69 | 61 | Floor unit 1500 x 650 x 900mm high stainless steel table and worktop formed of 304 stainless steel 1.2mm thick with a 50 x 10mm turn down all the way around. The underside is to be sprayed with vermin proof bitumastic sound deadening, square legs to provide support. Stainless steel under shelf to be supplied to all tables, as per Architectural specifications | No | 2 |  | 0
69 | 62 | Floor unit 1850 x 650 x 900mm high stainless steel table and worktop formed of 304 stainless steel 1.2mm thick with a 50 x 10mm turn down all the way around. The underside is to be sprayed with vermin proof bitumastic sound deadening, square legs to provide support. Stainless steel under shelf to be supplied to all tables, as per Architectural specifications | No | 5 |  | 0
69 | 63 | Sink unit 1500 x 650 x 900mm high stainless steel table and worktop formed of 304 stainless steel 1.2mm thick with a 50 x 10mm turn down all the way around. The underside is to be sprayed with vermin proof bitumastic sound deadening, square legs to provide support. Stainless steel under shelf to be supplied to all tables, with stainless steel WHB to be built in seamlessly into table and to be supplied with all necessary plumbing fixtures, as per Architectural specifications | No | 2 |  | 0
70 | 64 | Sink unit 2400 x 650 x 900mm high stainless steel table and worktop formed of 304 stainless steel 1.2mm thick with a 50 x 10mm turn down all the way around. The underside is to be sprayed with vermin proof bitumastic sound deadening, square legs to provide support. Stainless steel under shelf to be supplied to all tables, with stainless steel WHB to be built in seamlessly into table and to be supplied with all necessary plumbing fixtures, as per Architectural specifications | No | 1 |  | 0
71 |  | SECTION NO. 1 | H1
71 |  | BILL NO. 11 | H1
71 |  | METALWORK(PROVISIONAL) | H1
71 |  | NOTE. For Trade Preambles and amplifications of descriptions, the Contractor is referred to the "Model Preambles for Trades" (Latest Edition). Supplementary Preambles are to be read in conjunction with the "Model Preambles for Trades" and where these are at variance with the Model Preambles, they are to take preference over the Model Preambles are to apply to this contract
71 |  | SUPPLEMENTARY PREAMBLES | H2
71 |  | Descriptions | H3
71 |  | Descriptions of bolts shall be deemed to include nuts and washers
71 |  | Descriptions of expansion anchors and bolts and chemical anchors and bolts shall be deemed to include nuts, washers and mortices in brickwork or concrete
71 |  | Metalwork described as"holed for bolt(s)" shall be deemed to exclude the bolts unless otherwise described
71 |  | SUNDRY GALVANIZED STEELWORK | H2
71 |  | Steel posts | H3
71 | 1 | 60 x 60 x 3mm SHS steel posts 2505mm high bolted onto galvanised metal plates fixed to columns, beams, timber, brickwork etc including all necessary fixings, etc complete | No | 6 |  | 0
71 | 2 | 200 x 100 x 8mm Base Plate with 2 holes to cater for, and including M16 chemical anchors | No | 6 |  | 0
71 | 3 | 150 x 100 x 5mm Cap plate with 4 holes to cater for and including M12 bolts, including all nuts, washers etc | No | 12 |  | 0
72 | 4 | 150 x 80 x 5mm Cap plate with 4 holes to cater for and including M12 bolts, including all nuts, washers etc | No | 6 |  | 0
72 | 5 | 20mm Thick non-shrink grout below base plates, including chamfered edges etc | m3 | 0.1 |  | 0
72 |  | SUNDRY STAINLESS STEELWORK | H1
72 |  | Grade 306 stainless steel balustrades with top and vertical rails to be 50.8mm diameter stainless steel and horizontal and intermediate stainless steel railings are to be fixed to vertical posts with no more than 100mm gap between railings, all to comply with SANS 10400 (As per Architectural Specifications) | H3
72 | 6 | 1000mm High fixed to concrete surfaces / walkways | m | 166 |  | 0
72 |  | MILD STEEL DOORS, FRAMES ETC | H2
72 |  | 1.2mm Double rebated frames including all sealing etc as per Architectural specifications | H3
72 | 7 | Frame for single door type D01, size 813 x 2032 mm high | No | 28 |  | 0
72 | 8 | Frame for single door type D02, size 813 x 2032 mm high | No | 36 |  | 0
72 | 9 | Frame for double door type D03, size 1524 x 2032 mm high | No | 6 |  | 0
72 | 10 | Frame for single door type D06, size 813 x 2032 mm high | No | 3 |  | 0
72 | 11 | Frame for single door type D10, size 813 x 2032 mm high | No | 23 |  | 0
73 |  | Metal gates | H3
73 | 12 | Gate G01 overall size 925 x 2032mm high gate with 50 x 50mm mild steel square frame and 10 x 10mm mild steel bars placed at 100mm centres at 45 degree angles, hung with two pair of galvanised mild steel hinges including locks, handles, ironmongery complete | No | 30 |  | 0
73 | 13 | Gate G02 overall size 1630 x 2032mm high gate with 50 x 50mm mild steel square frame and 10 x 10mm mild steel bars placed at 100mm centres at 45 degree angles, hung with two pair of galvanised mild steel hinges including locks, handles, ironmongery complete | No | 2 |  | 0
73 | 14 | Gate G03 overall size 1280 x 1550mm high gate with 50 x 50mm mild steel square frame and 10 x 10mm mild steel bars placed at 100mm centres at 45 degree angles, hung with two pair of galvanised mild steel hinges including locks, handles, ironmongery complete | No | 1 |  | 0
73 | 15 | Gate G04 overall size 900 x 1610mm high gate with 50 x 50mm mild steel square frame and 10 x 10mm mild steel bars placed at 100mm centres at 45 degree angles, hung with two pair of galvanised mild steel hinges including locks, handles, ironmongery complete | No | 1 |  | 0
73 |  | Standard Steel "Cottage Pane French" doors as per Architectural specifications | H3
73 | 16 | D03 size 1524 x 2032mm high | No | 6 |  | 0
73 |  | Steel Doors, including sealing all round | H3
73 | 17 | D07 size 1511 x 2032mm high, including rolled steel sectioned frames to match | No | 1 |  | 0
73 |  | MILD STEEL WINDOWS, LOUVRES, DOORS, ETC. | H2
73 |  | Standard Steel "School Type" metal windows as per Architectural specifications | H3
73 | 18 | Window W01 size 1022 x 1245mm high | No | 13 |  | 0
74 | 19 | Window W02 size 1022 x 949mm high | No | 7 |  | 0
74 | 20 | Window W03 size 1022 x 654mm high | No | 10 |  | 0
74 | 21 | Window W04 size 533 x 654mm high | No | 31 |  | 0
74 | 22 | Window W05 size 889 x 1248mm high | No | 140 |  | 0
74 | 23 | Window W06 size 889 x 854mm high | No | 32 |  | 0
74 | 24 | Window W07 size 889 x 457mm high | No | 21 |  | 0
74 | 25 | Window W08 size 1500 x 1250mm high | No | 16 |  | 0
74 | 26 | Window W09 size 900 x 850mm high | No | 10 |  | 0
74 |  | Burglar bars (as per Architectural specifications) made to standard "School Type" pattern to be welded at all intersections and against window frames to be fixed sections at inside of classroom and bent 75mm (or as approved) away from glass, fitted over entire window | H3
74 | 27 | To fit window type W01, size 1022 x 1245mm high | No | 13 |  | 0
74 | 28 | To fit window type W02, size 1022 x 949mm high | No | 7 |  | 0
74 | 29 | To fit window type W03, size 1022 x 654mm high | No | 10 |  | 0
74 | 30 | To fit window type W04, size 533 x 654mm high | No | 31 |  | 0
74 | 31 | To fit window type W05, size 889 x 1248mm high | No | 140 |  | 0
74 | 32 | To fit window type W06, size 889 x 854mm high | No | 32 |  | 0
74 | 33 | To fit window type W07, size 889 x 457mm high | No | 21 |  | 0
74 | 34 | To fit window type W08, size 1500 x 1250mm high | No | 16 |  | 0
74 | 35 | To fit window type W09, size 900 x 850mm high | No | 10 |  | 0
75 |  | STEEL STRONGROOM DOORS, VENTILATORS, ETC | H2
75 |  | "Austen Safe Cat. 1 Built Pro" or other approved Strongroom doors etc suitable for 220mm walls fixed to brickwork or concrete, complete | H3
75 | 36 | D04 Strong room door 900 x 2032 mm high | No | 1 |  | 0
75 |  | STEEL ROLLER SHUTTERS ETC | H2
75 |  | Aluminium roller shutters fixed to brickwork or concrete | H3
75 | 37 | Manual push-up slatted roller shutter for 1200 x 905mm high opening | No | 1 |  | 0
75 | 38 | Manual push-up slatted roller shutter for 3000 x 905mm high opening | No | 1 |  | 0
75 |  | EAVES, VERGES, ETC | H2
75 |  | Aluminium or similar approved fascia / barge boards | H3
75 | 39 | Aluminium barge boards including jointing strips etc if required, as per Architectural specifications | m | 1146 |  | 0
76 |  | SECTION NO. 1 | H1
76 |  | BILL NO. 12 | H1
76 |  | PLASTERING(PROVISIONAL) | H1
76 |  | NOTE. For Trade Preambles and amplifications of descriptions, the Contractor is referred to the "Model Preambles for Trades" (Latest Edition). Supplementary Preambles are to be read in conjunction with the "Model Preambles for Trades" and where these are at variance with the Model Preambles, they are to take preference over the Model Preambles are to apply to this contract
76 |  | PLASTERING | H2
76 |  | SCREEDS | H2
76 |  | Screeds wood floated on concrete | H3
76 | 1 | 30mm Thick on floors and landings | m2 | 2726 |  | 0
76 |  | INTERNAL PLASTER | H2
76 |  | Cement plaster on brickwork | H3
76 | 2 | On walls | m2 | 4608 |  | 0
76 | 3 | On narrow widths | m2 | 230 |  | 0
76 |  | Cement plaster rendering coat with 6mm cretestone gypsum skim plaster finishing coat, on concrete | H3
76 | 4 | On ceilings | m2 | 8 |  | 0
76 |  | EXTERNAL PLASTER | H2
76 |  | Cement plaster on brickwork | H3
76 | 5 | On walls | m2 | 44 |  | 0
77 |  | SECTION NO. 1 | H1
77 |  | BILL NO. 13 | H1
77 |  | TILING(PROVISIONAL) | H1
77 |  | NOTE. For Trade Preambles and amplifications of descriptions, the Contractor is referred to the "Model Preambles for Trades" (Latest Edition). Supplementary Preambles are to be read in conjunction with the "Model Preambles for Trades" and where these are at variance with the Model Preambles, they are to take preference over the Model Preambles are to apply to this contract
77 |  | WALL TILING | H2
77 |  | 300 x 300 x 10mm thick ceramic tiles (similar or equal approved) on plastered brickwork including adhesive backing etc | H3
77 | 1 | On walls | m2 | 970 |  | 0
77 |  | FLOOR TILING | H2
77 |  | 500 x 500 x 13mm thick clay tiles, Type B1 laid on polymer cement adhesives | H3
77 | 2 | On floors, landings, treads etc | m2 | 161 |  | 0
77 | 3 | Skirting 100mm high of cut stretcher course tiles | m | 285 |  | 0
78 |  | SECTION NO. 1 | H1
78 |  | BILL NO. 14 | H1
78 |  | PLUMBING AND DRAINAGE(PROVISIONAL) | H1
78 |  | NOTE. For Trade Preambles and amplifications of descriptions, the Contractor is referred to the "Model Preambles for Trades" (Latest Edition). Supplementary Preambles are to be read in conjunction with the "Model Preambles for Trades" and where these are at variance with the Model Preambles, they are to take preference over the Model Preambles are to apply to this contract
78 |  | SUPPLEMENTARY PREAMBLES | H2
78 |  | RAINWATER DISPOSAL | H2
78 |  | "Watertite" or similar approved aluminium | H3
78 | 1 | 155 x 100 x 115mm Ogee eaves gutters | m | 569 |  | 0
78 | 2 | Extra over 155 x 100 x 115mm Ogee eaves gutter for stopped end | No | 42 |  | 0
78 | 3 | Extra over 155 x 100 x 115mm Ogee eaves gutter for outlet for 100 x 75mm pipe | No | 37 |  | 0
78 | 4 | 100 x 75mm Rainwater pipes | m | 145 |  | 0
78 | 5 | Extra over 100 x 75mm rainwater pipe for bend | No | 74 |  | 0
78 | 6 | Extra over 100 x 75mm rainwater pipe for shoe | No | 37 |  | 0
78 |  | STORMWATER DRAINAGE | H2
78 |  | Class 34 uPVC pipes or equal approved | H3
78 | 7 | 160mm Pipes laid in and including trenches not exceeding 1m deep, bedding below pipes etc | m | 70 |  | 0
79 |  | Extra over uPVC pipes for fittings | H3
79 | 8 | 160mm Bend | No | 14 |  | 0
79 | 9 | 160mm Access bend | No | 7 |  | 0
79 |  | Precast concrete catchpit covers | H3
79 | 10 | 1200 x 1200mm Heavy duty precast concrete catchpit cover for stormwater catchpit at soakaway, as per Engineering specifications | No | 57 |  | 0
79 |  | Stormwater outlets | H3
79 | 11 | Soakaway Type 1 (5 chamber) size 6525mm x 1545mm, not exceeding 1500mm deep internally, formed of 300mm wide ground beams for M150 concrete block walls 1300mm high with bidum U14 and course river sand to outer face, with 100mm thick rubble layer on floor. Pipe inlet to be cast in a single chamber with a 600mm wide ground beam below. Allow for 200mm x 200mm opening at base of each chamber, with precast concrete covers above (elsewhere measured) including all excavations, backfilling, compaction, concrete, brickwork etc complete - as per Engineering specifications | No | 1 |  | 0
79 | 12 | Soakaway Type 2 (8 chamber) size 5280mm x 2790mm, not exceeding 1500mm deep internally, formed of 300mm wide ground beams for M150 concrete block walls 1300mm high with bidum U14 and course river sand to outer face, with 100mm thick rubble layer on floor. Pipe inlet to be cast in a single chamber with a 600mm wide ground beam below. Allow for 200mm x 200mm opening at base of each chamber, linking to each other, with precast concrete covers above (elsewhere measured) including all excavations, backfilling, compaction, concrete, brickwork etc complete - as per Engineering specifications | No | 5 |  | 0
80 | 13 | Soakaway Type 3 (12 chamber) size 5280mm x 4035mm, not exceeding 1500mm deep internally, formed of 300mm wide ground beams for M150 concrete block walls 1300mm high with bidum U14 and course river sand to outer face, with 100mm thick rubble layer on floor. Pipe inlet to be cast in a single chamber with a 600mm wide ground beam below. Allow for 200mm x 200mm opening at base of each chamber, linking to each other, with precast concrete covers above (elsewhere measured) including all excavations, backfilling, compaction, concrete, brickwork etc complete - as per Engineering specifications | No | 1 |  | 0
80 |  | Sundries | H2
80 | 14 | Allow for connection of 160mm diameter pipe from V Drains to Soakaways | No | 7 |  | 0
80 | 15 | Testing drainage pipe system | Item | 1 |  | 0
80 |  | SOIL DRAINAGE | H2
80 |  | "Marley Twin-Wall" uPVC or equal approved structured wall sewer and drain pipes | H3
80 | 16 | 110mm Pipes vertically or ramped to cleaning eyes etc (no excavation) | m | 1 |  | 0
80 | 17 | 110mm Pipes laid in and including trenches not exceeding 1m deep | m | 1 |  | 0
80 | 18 | 160mm Pipes laid in and including trenches not exceeding 1m deep | m | 1 |  | 0
80 |  | Extra over uPVC structured wall sewer and drain pipes for | H3
80 | 19 | 110mm Bend | No | 1 |  | 0
80 | 20 | 110mm Junction | No | 1 |  | 0
80 | 21 | 110mm IE Junction | No | 1 |  | 0
81 | 22 | 160mm Reducer | No | 1 |  | 0
81 | 23 | 160mm IE Reducing Junction | No | 1 |  | 0
81 |  | uPVC gulleys | H3
81 | 24 | 110mm Gulley not exceeding 500mm deep | No | 1 |  | 0
81 |  | Brick inspection chambers including precast concrete cover slabs (covers elsewhere) and channels in benching | H3
81 | 25 | 600 x 600mm Inspection chamber not exceeding 750mm deep internally | No | 1 |  | 0
81 |  | Cast iron covers etc | H3
81 | 26 | 450 x 600mm Light duty cover and frame | No | 1 |  | 0
81 |  | Sundries | H2
81 | 27 | 110mm Cast iron ABC cleaning eye jointed to uPVC pipe | No | 1 |  | 0
81 | 28 | Cut into side of existing sewer line and joint in new 160mm pipe | No | 1 |  | 0
81 | 29 | Testing soil drainage system | Item | 1 |  | 0
81 |  | SANITARY FITTINGS | H2
81 |  | STAINLESS STEEL - Franke or other approved | H3
81 | 30 | Franke Model CB 102 Stainless steel curved back urinal complete with automatic flush system and 100mm floor channel with outlet (code 332900 - 1830mm long with single flush and right hand outlet | No | 2 |  | 0
81 | 31 | One piece drop in sink 0.9mm stainless steel, tap hole, mild steel gallow brackets and legs | No | 4 |  | 0
82 | 32 | Franke LDL double compartment wash trough size 1200x500x257mm deep fixed to wall on a pair of falcon brackets | No | 1 |  | 0
82 |  | "Vaal" or equal Approved | H3
82 | 33 | White 90 vitreous china pan with white heavy duty single plastic flap seat, including 9 litre low level white vitreous china cistern with valve fittings and matching flush pipes etc complete | No | 23 |  | 0
82 | 34 | Mini white 90 vitreous china pan with white heavy duty single plastic flap seat, including 5 litre low level white vitreous china cistern with valve fittings and matching flush pipes etc complete | No | 2 |  | 0
82 | 35 | Paraplegic back inlet 90 degree wall hung open rim wash-down pan and matching 9 litre cistern complete with lid, fitments, and purpose made c.p. side-flush lever (left or right) Supplied with purpose made urea seat and cover plate. | No | 3 |  | 0
82 | 36 | Vaal Hibiscus size 510 x405mm wash hand basin fixed to wall on pair of basin fixations with one tap hole punched out, 31mm chromium plated outlet, with plug, chain and anchor and 32mm back nut complete | No | 26 |  | 0
82 | 37 | White vitreous china wall urinal 610 x 385 washdown wall urinal with wall hangers, strainer waste, top inlet spreader adn chrome plated flush pipes with 4.5 litre cistern with back inlet and PC push button | No | 4 |  | 0
82 |  | WASTES UNIONS ETC | H2
82 |  | "Cobra Watertech" | H3
82 | 38 | 32mm 301CP slotted basin waste union | No | 26 |  | 0
82 | 39 | 40mm 316CP unslotted bath or sink waste union | No | 7 |  | 0
82 |  | TRAPS ETC | H2
83 |  | "Flexitrap" flexible rubber traps, etc | H3
83 | 40 | 50mm Deep seal "P" or "S" sink trap | No | 7 |  | 0
83 |  | "Cobra Watertech" | H3
83 | 41 | 32mm 345/50CP deep seal bottle trap with outlet for 50mm PVC | No | 26 |  | 0
83 | 42 | 40mm 345/50CP deep seal bottle trap with outlet for 50mm PVC | No | 8 |  | 0
83 |  | TAPS, VALVES, ETC | H2
83 |  | Taps, valves, etc and joints to copper pipes including all necessary adaptors, etc
83 |  | "Cobra Watertech" | H3
83 | 43 | 15mm 232/350CP angle regulating valve with 350mm long bendable service pipe | No | 31 |  | 0
83 | 44 | 15mm 832/350FCP ball type angle valve with 350mm long with 350mm long flexible hose connector | No | 15 |  | 0
83 | 45 | 15mm ballovalve type valve | No | 15 |  | 0
83 | 46 | 22mm 1003/125RB fullway gate valve | No | 15 |  | 0
83 | 47 | 35mm Ballostop | No | 11 |  | 0
83 | 48 | 50mm Ballostop | No | 11 |  | 0
83 | 49 | 15mm 3294STCP 'Stella' one hole basin mixer with cast fixed spout, plug, chain, stay, mounting kit and 400mm long flexible connection tubes | No | 30 |  | 0
83 | 50 | 15mm 3396STCP 'Stella' one hole sink mixer with overarm swivel outlet, mounting kit and 400mm long flexible connection tubes | No | 7 |  | 0
83 | 51 | 15mm Underwall stopcock | No | 15 |  | 0
84 | 52 | 15 mm Brass hose tap | No | 2 |  | 0
84 |  | SANITARY PLUMBING | H2
84 |  | uPVC pipes | H3
84 | 53 | 25mm Pipes | m | 146 |  | 0
84 | 54 | 50mm Pipes | m | 219 |  | 0
84 | 55 | 50mm Pipes chased in | m | 73 |  | 0
84 | 56 | 110mm Pipes | m | 146 |  | 0
84 | 57 | 110mm Pipes chased in | m | 37 |  | 0
84 |  | Extra on UPVC piping for the following fittings: | H3
84 | 58 | 25mm fittings | No | 146 |  | 0
84 | 59 | 50mm Bend | No | 191 |  | 0
84 | 60 | 110mm Bend | No | 73 |  | 0
84 | 61 | 50mm access bend | No | 35 |  | 0
84 | 62 | 110mm access bend | No | 43 |  | 0
84 | 63 | 50mm Junction | No | 30 |  | 0
84 | 64 | 110mm Junction | No | 40 |  | 0
84 | 65 | 50mm access junction | No | 22 |  | 0
84 | 66 | 110mm access junction | No | 40 |  | 0
84 | 67 | 110mm reducing junction | No | 13 |  | 0
84 | 68 | 110mm pan connector | No | 36 |  | 0
84 | 69 | 110mm bent pan connector | No | 36 |  | 0
85 | 70 | 110mm IE pipe | No | 8 |  | 0
85 | 71 | 50mm "Two-way" vent valve | No | 9 |  | 0
85 | 72 | 110mm "Two-way" vent valve | No | 10 |  | 0
85 | 73 | 110mm rodding eye | No | 8 |  | 0
85 |  | Sundries | H2
85 | 74 | Testing waste pipe system | Item | 1 |  | 0
85 |  | WATER SUPPLIES | H2
85 |  | DOMESTIC AND FIRE | H2
85 |  | Class 0 copper pipes | H3
85 | 75 | 15mm Pipes | m | 1 |  | 0
85 | 76 | 15mm Pipes chased in to brick walls | m | 1 |  | 0
85 | 77 | 22mm Pipes | m | 1 |  | 0
85 | 78 | 22mm Pipes chased in to brick walls | m | 1 |  | 0
85 | 79 | 28mm Pipes | m | 1 |  | 0
85 | 80 | 35mm Pipes | m | 1 |  | 0
85 | 81 | 42mm Pipes | m | 1 |  | 0
85 |  | Extra over class 0 copper pipes for capillary fittings | H3
85 | 82 | 15mm fittings | No | 1 |  | 0
85 | 83 | 22mm fittings | No | 1 |  | 0
85 | 84 | 28mm fittings | No | 1 |  | 0
85 | 85 | 35mm reducer | No | 1 |  | 0
86 | 86 | 42mm reducer | No | 1 |  | 0
86 | 87 | 35mm elbow | No | 1 |  | 0
86 | 88 | 42mm elbow | No | 1 |  | 0
86 | 89 | 35mm tee | No | 1 |  | 0
86 | 90 | 42mm tee | No | 1 |  | 0
86 | 91 | 35mm reducing tee | No | 1 |  | 0
86 | 92 | 42mm reducing tee | No | 1 |  | 0
86 | 93 | 35mm copper to iron coupler | No | 1 |  | 0
86 | 94 | 42mm copper to iron coupler | No | 1 |  | 0
86 | 95 | 42mm copper to iron elbow | No | 1 |  | 0
86 | 96 | 32mm copper to iron elbow | No | 1 |  | 0
86 | 97 | 54 mm Elbow | No | 1 |  | 0
86 | 98 | 54 mm Male iron elbow | No | 1 |  | 0
86 |  | Extra over class 0 copper pipes for brass compression fittings | H3
86 | 99 | 15mm fitting | No | 1 |  | 0
86 | 100 | 22mm fittings | No | 1 |  | 0
86 | 101 | 28mm fittings | No | 1 |  | 0
86 | 102 | 35mm copper to iron coupler | No | 1 |  | 0
86 | 103 | 42mm copper to iron coupler | No | 1 |  | 0
87 |  | TESTING | H2
87 | 104 | Allow for testing the whole of the hot and cold water supply to the satisfaction of the architect and Local authority. All defective work to removed and made good at the contractors expense and the whole re tested until found satisfactory. | Item | 1 |  | 0
87 |  | FIRE APPLIANCES | H2
87 |  | "Chubb" | H3
87 | 105 | "Everyway" hose reel complete with 30 m plastic hose, chromium plated stopcock, shut-off nozzle and wall bracket | No | 7 |  | 0
87 | 106 | 4.5 DCP fire extinguishers fixed to wall on meranti backing boards with chamfered edges | No | 66 |  | 0
88 |  | SECTION NO. 1 | H1
88 |  | BILL NO. 15 | H1
88 |  | ELECTRICALINSTALLATION(PROVISIONAL) | H1
88 |  | NOTE. For Trade Preambles and amplifications of descriptions, the Contractor is referred to the "Model Preambles for Trades" (Latest Edition). Supplementary Preambles are to be read in conjunction with the "Model Preambles for Trades" and where these are at variance with the Model Preambles, they are to take preference over the Model Preambles are to apply to this contract
88 |  | To be read in conjunction with the Specifications. All products equivalents are to approved by the Engineer. All Equipment ot be SABS and SANS Approved
88 |  | SUPPLEMENTARY PREAMBLES | H2
88 |  | ELECTRICAL WORK | H2
88 |  | CONDUIT/SLEEVES INSTALLATION (including fixing brackets and accessories)
88 |  | Trenching Including Backfill and Restoration of original Surface | H3
88 | 1 | 450mm x 500mm deep | m | 490 |  | 0
88 | 2 | 150mm x 300mm deep | m | 100 |  | 0
88 |  | Supply and install PVC Conduit | H3
88 | 3 | 25 mm - Recessed | m | 1700 |  | 0
88 | 4 | Conduit Box - 60mm Round x 25mm deep (4 Way) | No | 200 |  | 0
88 |  | Supply and install Bosal Conduit | H3
88 | 5 | 25 mm | m | 800 |  | 0
89 | 6 | Conduit Box - 60mm Round x 25mm deep (4 Way) | No | 45 |  | 0
89 |  | Supply and install Sleeves/OL2000 trunking | H3
89 | 7 | OL2000 trunking or other approved Equivalent | m | 40 |  | 0
89 | 8 | OL2000 bends and joints | m | 10 |  | 0
89 | 9 | 50mm Sleeve | m | 520 |  | 0
89 | 10 | 50mm bends and joints | m | 35 |  | 0
89 |  | Electrical Manholes (Including covers and all Building Work) | H3
89 | 11 | Electrical Manholes (600 x 600 x 600mm deep) | No | 9 |  | 0
89 |  | CABLE INSTALLATION | H2
89 |  | Supply and Install | H3
89 | 12 | 2.5 mm2 House wire - Live (Brown) | m | 1900 |  | 0
89 | 13 | 2.5 mm2 House wire - Neutral (Blue) | m | 1900 |  | 0
89 | 14 | 2.5 mm2 House wire - Earth (Green) | m | 1900 |  | 0
89 | 15 | 3C x 4 mm2 + ECC PVC SWA 600/1000V | m | 30 |  | 0
89 | 16 | 3C x 6 mm2 + ECC PVC SWA 600/1000V | m | 20 |  | 0
89 | 17 | 3C x 10 mm2 + ECC PVC SWA 600/1000V | m | 449 |  | 0
89 | 18 | 3C x 16 mm2 + ECC PVC SWA 600/1000V | m | 10 |  | 0
89 | 19 | 4C x 25 mm2 + ECC PVC SWA 600/1000V | m | 100 |  | 0
89 | 20 | 4C x 35 mm2 + ECC PVC SWA 600/1000V | m | 80 |  | 0
90 |  | Gland and terminate 600/1000 V PVC / SWA (+ ECC) cables including the supply of cable glands | H3
90 | 21 | 2.5mm2 | No | 69 |  | 0
90 | 22 | 4c x 4mm2 | No | 2 |  | 0
90 | 23 | 4c x 6mm2 | No | 2 |  | 0
90 | 24 | 4c x 10mm2 | No | 12 |  | 0
90 | 25 | 4c x 16mm2 | No | 2 |  | 0
90 | 26 | 4c x 35mm2 | No | 2 |  | 0
90 | 27 | 4c x 120mm2 | No | 2 |  | 0
90 |  | LIGHTING, SMALL POWER AND ACCESSORIES | H2
90 |  | Supply & install lighting fixtures (Luminaire) including fixing brackets and accessories | H3
90 | 28 | ALTSA LED Slim Battam 50W 4000k, IP20, 50 000 Hours, L80B10 | No | 120 |  | 0
90 | 29 | ALTSA LED Backlit Panel 50 W 600x600, 4000k, 50 000 Hours, L80 B 10 | No | 24 |  | 0
90 | 30 | ALTSA LED Bulkhead MB/BH/30W IP65, 4000K, L80 B10, 50 000 Hours | No | 135 |  | 0
90 | 31 | NASA 580mm 4000K 24W Dust proof & corrosion proof IP 65 or other approved Equivalent | No | 4 |  | 0
90 | 32 | ALTSA Post top 100W, L70 B10, 100 000 Hours, 4000k, IP 65 including 7m Pole, internal wiring, circuit breakers, access hatch. | No | 7 |  | 0
90 | 33 | ALTSA Water Proof LED Downlight, IP64, 50 000 Hours, L80 B10, 4000k, 8W | No | 11 |  | 0
90 | 34 | ALTSA Brillance LED Downlight, IP20, 50 000 Hours, L80 B10, 4000k, 12W | No | 7 |  | 0
91 |  | Supply and install lighting power infrastructure including fixing brackets and accessories (PVC) | H3
91 | 35 | 10A One way 1 lever light switch surface mounted in wall or other approved PRIOR to the close of tender | No | 80 |  | 0
91 | 36 | 10A One way 2 lever light switch surface mounted in wall or other approved PRIOR to the close of tender | No | 2 |  | 0
91 |  | Supply and install small power outlets including fixing brackets and accessories (PVC) | H3
91 | 37 | 16A, 3 pin, Switched Double Socket Outlet (Recessed) Euro + SA | No | 77 |  | 0
91 | 38 | 20A Three Phase Isolator | No | 7 |  | 0
91 | 39 | Centurion D10 Industrial Sliding Gate Operator Kit (2x Batteries, 5m Steel Rack) Model SP09-1. Including 4 coded remotes, all building works,anti theft bracket and lock, mounting equipment. | No | 1 |  | 0
91 |  | Supply and install power skirting including fixing brackets and accessories (PVC-GREY) | H3
91 | 40 | 2 Compartment Aluminium Power Skirting complete with covers | m | 106 |  | 0
91 | 41 | 2 Compartment Aluminium Power Skirting internal bends | No | 10 |  | 0
91 | 42 | 2 Compartment Power Skirting end caps | No | 20 |  | 0
91 | 43 | RJ 11 Terminal | No | 4 |  | 0
91 | 44 | RJ 45 Terminal | No | 2 |  | 0
91 |  | Supply and install Ceiling Fan including brackets and accessories | H3
91 | 45 | Eurolux F13W Industrial 56'' Ceiling Fan (White) -3 Speed Fan with Wall Control or other approved Equivalent. | No | 40 |  | 0
92 |  | Supply and install photo electric cell including brackets and accessories | H3
92 | 46 | Photo electric cell unit | No | 14 |  | 0
92 |  | ENGINEERED EQUIPMENT | H2
92 |  | LV DISTRIBUTION BOARDS - Supply and Install (Colour and Dimensions must be confirmed before Manufacture) (To have bottom and top entry) ( MCB's to have overload and short circuit protection) (To be in accordance to the latest SANS standards) (All equipment to be labelled with circuit labelled) (Legend Cards to be provided) (TO be of 3CR12 material construction) | H3
92 | 47 | 10Ka LV Switch Board- (3CR12, 32 Way , with J lock, External access to main breaker, surger arrestor on each phase, bottom and top entry,) Incl 150A three phase main breaker, 8 x 60A breakers, 10 x 20A breakers, 10 x 10 A breakers) , all breakers rated 10Ka | No | 1 |  | 0
92 | 48 | DB 1 (3CR12, 32 Way , with J lock, External access to main breaker, surger arrestor on each phase, bottom and top entry,) Incl breakers, 14 x 20A breakers, 14 x 10 A breakers,1x60A) , all breakers rated 6Ka. | No | 1 |  | 0
92 | 49 | DB 2 3CR12, 24 Way , with J lock, External access to main breaker, surger arrestor on each phase, bottom and top entry,) Incl breakers, 14 x 20A breakers, 14 x 10 A breakers,1x60A) , all breakers rated 6Ka. | No | 1 |  | 0
92 | 50 | DB 3 3CR12, 24 Way , with J lock, External access to main breaker, surger arrestor on each phase, bottom and top entry,) Incl breakers, 14 x 20A breakers, 14 x 10 A breakers,2x60A) , all breakers rated 6Ka. | No | 1 |  | 0
92 | 51 | DB 4 3CR12, 24 Way , with J lock, External access to main breaker, surger arrestor on each phase, bottom and top entry,) Incl breakers, 12 x 20A breakers, 12 x 10 A breakers,2x60A) , all breakers rated 6Ka. | No | 1 |  | 0
93 | 52 | DB 5 3CR12, 24 Way , with J lock, External access to main breaker, surger arrestor on each phase, bottom and top entry,) | No | 1 |  | 0
93 | 53 | DB 6 3CR12, 24 Way , with J lock, External access to main breaker, surger arrestor on each phase, bottom and top entry,) Incl breakers, 14 x 20A breakers, 14 x 10 A breakers,2x60A) , all breakers rated 6Ka. | No | 1 |  | 0
93 | 54 | DB 7 3CR12, 24 Way , with J lock, External access to main breaker, surger arrestor on each phase, btoom and top entry,) Incl breakers, 14 x 20A breakers, 14 x 10 A breakers,2x60A) , all breakers rated 6Ka. | No | 1 |  | 0
93 | 55 | DB 8 3CR12, 24 Way , with J lock, External access to main breaker, surger arrestor on each phase, bottom and top entry,) Incl breakers, 14 x 20A breakers, 14 x 10 A breakers,2x60A) , all breakers rated 6Ka. | No | 1 |  | 0
93 | 56 | DB 9 3CR12, 24 Way , with J lock, External access to main breaker, surger arrestor on each phase, bottom and top entry,) Incl breakers, 14 x 20A breakers, 14 x 10 A breakers,2x60A) , all breakers rated 6Ka. | No | 1 |  | 0
93 | 57 | DB 10 3CR12, 12 Way , with J lock, External access to main breaker, surger arrestor on each phase, bottom and top entry,) Incl breakers, 14 x 20A breakers, 14 x 10 A breakers,2x60A) , all breakers rated 6Ka. | No | 1 |  | 0
93 |  | SCAFFOLDING | H2
93 | 58 | Scaffolding | Item | 1 |  | 0
93 |  | EARTHING AND LIGHTNING PROTECTION | H2
93 | 59 | Allow the provisional allowance of R220,000.00 (Two hundred thousand rands) for the design and supply and installation of underground earthing and LPS | Item | 1 |  | 0
93 | 60 | Allow for profit on last item | Item | 1 |  | 0
93 | 61 | Allow for attendance on last item | Item | 1 |  | 0
94 |  | ELECTRICITY CONNECTION / UPGRADE | H2
94 | 62 | Allow the provisional allowance of R350,000.00 (Three hundred and fifty thousand rands) for the new connection- 100A 3 phase connection, 400V, including service cable, meter box and connection cost | Item | 1 |  | 0
94 | 63 | Allow for profit on last item | Item | 1 |  | 0
94 | 64 | Allow for attendance on last item | Item | 1 |  | 0
94 |  | DECOMMISSIONING / DEMOLITION AND STORAGE AND SAFE REMOVAL OF SITE TO A REGISTERED DUMP SITE | H2
94 | 65 | Decommissioning/demolition/removal to existing buildings - Distribution Boards on the entire site | Item | 1 |  | 0
94 | 66 | Decommissioning/demolition/removal to existing buildings - Lighting and small power, control, switching and protection equipment on the entire site | Item | 1 |  | 0
94 | 67 | Decommissioning/demolition to existing buildings - Wiring, conduits cable trays ,routing infrastructure on the entire site | Item | 1 |  | 0
94 | 68 | Decommissioning/demolition/removal to existing buildings - Cables on the entire site | Item | 1 |  | 0
94 | 69 | Decommissioning/demolition/removal to existing buildings - HVAC equipment on the entire site | Item | 1 |  | 0
94 | 70 | Decommissioning/demolition/removal to existing buildings - Electronic equipment, wiring, cabling and routing infrastructure | Item | 1 |  | 0
94 | 71 | Decommissioning/demolition/removal of existing buildings - Electricity generation equipment, cabling wiring and routing infrastructure | Item | 1 |  | 0
94 | 72 | Decommissioning/demolition/removal of existing buildings - Electricity generation equipment, cabling wiring and routing infrastructure | Item | 1 |  | 0
95 |  | DOCUMENTATION AND CLOSE OUT | H2
95 | 73 | Close-out documentation | Item | 1 |  | 0
95 |  | AIRCONDITIONING AND EXTRACTION UNITS (and all accessories) | H2
95 | 74 | Samsung AR4500 Wall Split 24000 Btu/hr Inverter, Model AR24TSHGAWK/FA | No | 4 |  | 0
95 | 75 | Bluetech - Wall Mounted Extractor Fan - 600mm (Square) Model GLF 7 | No | 2 |  | 0
95 |  | PRELIMINARIES AND GENERAL | H3
95 |  | Fixed Charge Items | H2
95 | 76 | Contractual requirements | Item | 1 |  | 0
95 | 77 | Stores Set up | Item | 1 |  | 0
95 | 78 | Ablutions Set up | Item | 1 |  | 0
95 | 79 | Offices Set up | Item | 1 |  | 0
95 | 80 | Tools and Equipment (Including installation and testing equipment) | Item | 1 |  | 0
95 | 81 | Establish and remove site Establishment | Item | 1 |  | 0
95 | 82 | Internal construction support documents and shop drawings | Item | 1 |  | 0
95 | 83 | Update as built status of execution documentation | Item | 1 |  | 0
95 | 84 | Documentation handling | Item | 1 |  | 0
95 | 85 | H&S documentation and equipment | Item | 1 |  | 0
96 |  | Time related costs (Running Costs) For the duration of the contract | H2
96 | 86 | Contractual requirements | Item | 1 |  | 0
96 | 87 | Transport | Item | 1 |  | 0
96 | 88 | Stores | Item | 1 |  | 0
96 | 89 | Abutlions | Item | 1 |  | 0
96 | 90 | Offices | Item | 1 |  | 0
96 | 91 | Tools and equipment | Item | 1 |  | 0
96 | 92 | Supervision during Contract Period including (QC Inspector, Senior Electrical Supervisor) | Item | 1 |  | 0
96 | 93 | Company and office overheads | Item | 1 |  | 0
96 | 94 | Liaison and meetings(2 site meetings a month) with with client, supply authority, consultants, and specialist services provides main and sub contractors | Item | 1 |  | 0
96 | 95 | Security | Item | 1 |  | 0
96 | 96 | Subsistenace | Item | 1 |  | 0
96 | 97 | Insurance for all material and works | Item | 1 |  | 0
96 | 98 | Quality Control Documentation and reporting | Item | 1 |  | 0
97 |  | SECTION NO. 1 | H1
97 |  | BILL NO. 16 | H1
97 |  | GLAZING (PROVISIONAL) | H1
97 |  | NOTE. For Trade Preambles and amplifications of descriptions, the Contractor is referred to the "Model Preambles for Trades" (Latest Edition). Supplementary Preambles are to be read in conjunction with the "Model Preambles for Trades" and where these are at variance with the Model Preambles, they are to take preference over the Model Preambles are to apply to this contract
97 |  | GLAZING TO STEEL WITH PUTTY | H2
97 |  | 4mm Thick toughened safety glass | H3
97 | 1 | Panes exceeding 0.1m2 and not exceeding 0.5m2 | m2 | 19.28 |  | 0
97 | 2 | Panes exceeding 0,5m2 and not exceeding 2m2 | m2 | 248 |  | 0
97 | 3 | Panes exceeding 3m2 and not exceeding 3.5m2 | m2 | 19 |  | 0
97 |  | TOPS, SHELVES, DOORS, MIRRORS, ETC | H2
97 |  | Franke 1.5mm 18/10 stainless steel mirror M500 with a reflective polished surface and concealed thief resistant fixings | H3
97 | 4 | Mirror 450 x 900mm high | No | 30 |  | 0
98 |  | SECTION NO. 1 | H1
98 |  | BILL NO. 17 | H1
98 |  | PAINTWORK(PROVISIONAL) | H1
98 |  | NOTE. For Trade Preambles and amplifications of descriptions, the Contractor is referred to the "Model Preambles for Trades" (Latest Edition). Supplementary Preambles are to be read in conjunction with the "Model Preambles for Trades" and where these are at variance with the Model Preambles, they are to take preference over the Model Preambles are to apply to this contract
98 |  | SUPPLEMENTARY PREAMBLES | H2
98 |  | All paintwork in this contract shall, unless otherwise described, be executed using the "Plascon / Dulux" range of products, as per Architectural Specifications
98 |  | PAINTWORK ETC TO NEW WORK | H2
98 |  | ON FLOATED PLASTER | H3
98 |  | One coat primer and two coats acrylic paint (as per architectural specifications) | H3
98 | 1 | On internal walls | m2 | 4920 |  | 0
98 | 2 | On external walls | m2 | 44 |  | 0
98 | 3 | On ceilings and beams | m2 | 8 |  | 0
98 |  | ON PLASTER BOARD | H2
98 |  | One coat primer and two coats acrylic paint (as per architectural specifications) | H3
98 | 4 | On ceilings and cornices | m2 | 2100 |  | 0
98 |  | ON METAL | H2
99 |  | Prepare and apply one coat primer, one universal undercoat and two coats enamel paint (as per Architectural specifications) | H3
99 | 5 | On windows, doors, gates etc | m2 | 632 |  | 0
99 | 6 | On backs of door frames | m2 | 127 |  | 0
99 | 7 | On steel posts not exceeding 300mm girth | m | 15 |  | 0
99 |  | ON WOOD | H2
99 |  | Three coats superior quality clear varnish, including all sealants | H3
99 | 8 | On doors, frames etc | m2 | 286 |  | 0
99 | 9 | Beams exceeding 300mm girth | m2 | 14 |  | 0
99 | 10 | Skirtings, rails, etc not exceeding 300mm girth | m | 1317 |  | 0
99 |  | ON ISOWOOD | H2
99 |  | Prepare and apply one coat primer, one universal undercoat and two coats enamel paint (as per Architectural specifications) | H3
99 | 11 | Skirtings, rails, etc not exceeding 300mm girth | m | 234 |  | 0
99 |  | ON FLOORS | H2
99 |  | Epoxy finish to floors | H3
99 | 12 | Epoxy coating, as per Architectural specifications, applied in accordance with Manufacturers instructions | m2 | 70 |  | 0
100 |  | SECTION NO. 1 | H1
100 |  | BILL NO. 18 | H1
100 |  | EXTERNAL WORKS(PROVISIONAL) | H1
100 |  | NOTE. For Trade Preambles and amplifications of descriptions, the Contractor is referred to the "Model Preambles for Trades" (Latest Edition). Supplementary Preambles are to be read in conjunction with the "Model Preambles for Trades" and where these are at variance with the Model Preambles, they are to take preference over the Model Preambles are to apply to this contract
100 |  | TEMPORARY BARRIERS, SCREENS ETC | H2
100 |  | Temporary barriers, screens etc, including removal | H3
100 | 1 | Dust screen minimum 1800mm high formed of suitable timber or steel framing with 375 micron polyethylene sheeting or equally approved material, fixed onto one side, including corners, ends, etc including the removal of such upon completion of the works | m | 320 |  | 0
100 | 2 | 900 x 1800mm high pedestrian gate to suit the above temporary fencing | No | 1 |  | 0
100 | 3 | 6000 x 1800mm high vehicular access gate to suit the above temporary fencing | No | 1 |  | 0
100 |  | FENCING | H2
101 |  | Security fencing, gates, etc | H3
101 | 4 | Clearvu invisible wall panels shall be of 3305mm x 1200mm high. Panel aperture size (centres) shall be 76.2mm x 50mm. Wire diameter will be 3.5mm. The panel shall be reinforced with 4 x 50mm deep 'V' formation horizontal recessed bands (rigidity). Panel shall have 2 x 70° flanges along sides (internal fixtures- all fixtures shall be on the inside of fence line). Panel shall have 1 x 30° flange along top and 1 x 30° flange along toe (integrated rigid angle, anti-scale locking device). Panel post shall have a flush panel post finish with no climbing aid. Panel shall be affixed to post over 48 line wires using 16 x Single bolt comb clamps using 16 x Anti vandal bolts. Panel and fixtures shall be galvanized, then Marine Fusion Bond Coated. The fence configuration should not have any sharp corners and all angles at changes of direction should be a minimum of 130 degrees. All posts shall be 1800mm long Cochrane Taper Locking Post. Post width shall be 85mm - tapering to 45mm with a depth of 85mm. Post shall include ‘Locking Recess Mechanism’ to secure panel edge. Post finish shall be galvanized, then Marine Fusion Bond Coated - All to Architectural specifications | m | 100 |  | 0
101 | 5 | 1000 x 1200mm high pedestrian gate to suit the above fencing | No | 2 |  | 0
102 | 6 | Clearvu invisible wall panels shall be of 3305mm x 1800mm high. Panel aperture size (centres) shall be 76.2mm x 50mm. Wire diameter will be 3.5mm. The panel shall be reinforced with 4 x 50mm deep 'V' formation horizontal recessed bands (rigidity). Panel shall have 2 x 70° flanges along sides (internal fixtures- all fixtures shall be on the inside of fence line). Panel shall have 1 x 30° flange along top and 1 x 30° flange along toe (integrated rigid angle, anti-scale locking device). Panel post shall have a flush panel post finish with no climbing aid. Panel shall be affixed to post over 48 line wires using 16 x Single bolt comb clamps using 16 x Anti vandal bolts. Panel and fixtures shall be galvanized, then Marine Fusion Bond Coated. The fence configuration should not have any sharp corners and all angles at changes of direction should be a minimum of 130 degrees. All posts shall be 2400mm long Cochrane Taper Locking Post. Post width shall be 85mm - tapering to 45mm with a depth of 85mm. Post shall include ‘Locking Recess Mechanism’ to secure panel edge. Post finish shall be galvanized, then Marine Fusion Bond Coated - All to Architectural specifications | m | 100 |  | 0
102 | 7 | 1000 x 1800mm high pedestrian gate to suit the above fencing | No | 3 |  | 0
103 | 8 | Clearvu invisible wall panels shall be of 3305mm x 1800mm high around the existing Grade R Block. Panel aperture size (centres) shall be 76.2mm x 50mm. Wire diameter will be 3.5mm. The panel shall be reinforced with 4 x 50mm deep 'V' formation horizontal recessed bands (rigidity). Panel shall have 2 x 70° flanges along sides (internal fixtures- all fixtures shall be on the inside of fence line). Panel shall have 1 x 30° flange along top and 1 x 30° flange along toe (integrated rigid angle, anti-scale locking device). Panel post shall have a flush panel post finish with no climbing aid. Panel shall be affixed to post over 48 line wires using 16 x Single bolt comb clamps using 16 x Anti vandal bolts. Panel and fixtures shall be galvanized, then Marine Fusion Bond Coated. The fence configuration should not have any sharp corners and all angles at changes of direction should be a minimum of 130 degrees. All posts shall be 2400mm long Cochrane Taper Locking Post. Post width shall be 85mm - tapering to 45mm with a depth of 85mm. Post shall include ‘Locking Recess Mechanism’ to secure panel edge. Post finish shall be galvanized, then Marine Fusion Bond Coated - All to Architectural specifications | m | 106 |  | 0
103 | 9 | 1000 x 1800mm high pedestrian gate to suit the above fencing | No | 1 |  | 0
103 | 10 | 3000 x 1800mm high sliding gate to suit the above fencing | No | 1 |  | 0
103 |  | SURFACE DRAINAGE | H2
103 |  | CONCRETE 20 MPa IN-SITU STORMWATER CHANNELS RENDERED SMOOTH ALL ROUND, INCLUDING ALL EXCAVATIONS, FORMWORK ETC | H3
103 | 11 | 600mm wide V drain surface channel, cast in panels to falls not exceeding 2m long, with 10mm softboard joint material between panels and abutting walls, raked out 20mm deep and sealed with grey polysulphide sealant including all angles, intersections, mitres etc, as per Engineering specifications | m | 651 |  | 0
104 | 12 | 840mm wide V drain surface channel, cast in panels to falls not exceeding 2m long, with 10mm softboard joint material between panels and abutting walls, raked out 20mm deep and sealed with grey polysulphide sealant including all angles, intersections, mitres etc, as per Engineering specifications | m | 34 |  | 0
104 | 13 | 1000mm wide V drain surface channel, cast in panels to falls not exceeding 2m long, with 10mm soft board joint material between panels and abutting walls, raked out 20mm deep and sealed with grey poly sulphide sealant including all angles, intersections, mitres, etc., as per Engineering specifications | m | 486 |  | 0
104 |  | COVERED WALKWAYS | H2
104 |  | Excavation in earth not exceeding 2m deep | H3
104 | 14 | Reduced levels | m3 | 366 |  | 0
104 |  | Back excavation of vertical sides of excavation in earth for working space including backfilling compacted to 98% Mod AASHTO density | H3
104 | 15 | Not exceeding 1.5m deep for placing and removing formwork to walls etc against excavated face | m2 | 303 |  | 0
104 |  | Extra over trench and hole excavations in earth for excavations in | H3
104 | 16 | Soft rock | m3 | 37 |  | 0
104 | 17 | Hard rock | m3 | 18 |  | 0
104 |  | Extra over back excavation in earth for working space for excavation in soft rock | H3
104 | 18 | Not exceeding 1.5m deep for placing and removing formwork to walls etc against excavated face | m2 | 30 |  | 0
105 |  | Extra over back excavation in earth for working space for excavation in hard rock | H3
105 | 19 | Not exceeding 1.5m deep for placing and removing formwork to walls etc against excavated face | m2 | 15 |  | 0
105 |  | Extra over all excavations for carting away | H3
105 | 20 | Surplus material from excavations and/or stock piles on site to a dumping site to be located by the contractor | m3 | 366 |  | 0
105 |  | Risk of collapse of excavations | H3
105 | 21 | Sides of trench and hole excavations not exceeding 1,5m deep | m2 | 303 |  | 0
105 |  | Keeping excavations free of water | H3
105 | 22 | Keeping excavations free of all water by hand, or mechanical means for all buildings | Item | 1 |  | 0
105 |  | Earth filling of G7 material supplied by the contractor compacted to 95% Mod. AASHTO density (or as stipulated by the Engineer) | H3
105 | 23 | Under floors, etc | m3 | 159 |  | 0
105 |  | Compaction of surfaces | H3
105 | 24 | Compaction of ground surface under floors etc including scarifying for a depth of 150mm, breaking down oversize material, adding suitable material where necessary and compacting to 95% Mod AASTHO density (or as stipulated by the Engineer) | m2 | 531 |  | 0
105 |  | Prescribed density tests on filling | H3
105 | 25 | Modified AASHTO Density test | No | 20 |  | 0
105 |  | Soil poisoning | H3
105 | 26 | Soil insecticide under floors, paving, etc including forming and poisoning shallow furrows against foundation walls etc, filling in furrows and ramming | m2 | 531 |  | 0
106 |  | 25MPa/19mm concrete | H3
106 | 27 | Surface beds, thickenings etc in waterproofing | m3 | 6401 |  | 0
106 |  | Finishing top surfaces of concrete smooth with a wood float including non-slip brush finish | H3
106 | 28 | Surface beds, slabs, etc | m2 | 531 |  | 0
106 |  | Rough formwork to sides | H3
106 | 29 | Edges, risers, ends and reveals not exceeding 300mm high or wide | m | 439 |  | 0
106 |  | Expansion joints with softboard between vertical concrete and brick surfaces | H3
106 | 30 | 10mm Joints not exceeding 300mm high along edges of surface beds | m | 13 |  | 0
106 |  | Saw cut joints | H3
106 | 31 | 3 x 40mm Saw cut joints in top of concrete | m | 439 |  | 0
106 |  | Test blocks | H3
106 | 32 | Making and testing 150 x 150 x 150mm concrete strength test cube (Provisional) | No | 20 |  | 0
106 |  | Fabric reinforcement | H3
106 | 33 | Type 193 fabric reinforcement in concrete surface beds, slabs, etc | m2 | 531 |  | 0
106 |  | One layer 250 micron "Gunplas USB Green" polyethylene waterproofing sheeting sealed at laps with "Gunplas Pressure Sensitive Tape" | H3
106 | 34 | On compacted earth under concrete surface beds, lapped 150 mm and sealed at all joints | m2 | 531 |  | 0
107 |  | Approved two-part grey polysulphide sealing compound including backing cord, bond breaker, primer, etc | H3
107 | 35 | 10 x 10mm In expansion joints in floors including raking out expansion joint filler as necessary | m | 13 |  | 0
107 |  | Approved polyurethane sealant flexothane 1 by ABE or similar approved, including backing cord, bond breaker,primer, etc | H3
107 | 36 | 10 x 40mm In saw cut joints in floors including raking out joint filler as necessary | m | 439 |  | 0
107 |  | Prepare and apply approved bituminuos waterproofing system | H3
107 | 37 | At flashings | m2 | 8 |  | 0
107 |  | Safintra 0.55mm thick 700mm cover Saflok 700 Rain Cloud Colorplus interlocking concealed fix roof covering, fixed to timber purlins at 2112mm centres and end span purlins at 1920mm centres by means of SL 700 Clip 21 clips secured to purlins in combination with a suitable class Safintra approved water head self-tapping fasteners, all in accordance with manufacturer's recommendations, as per architects design complete | H3
107 | 38 | Roof covering with pitch not exceeding 25 degrees | m2 | 584 |  | 0
107 |  | Approved Aluminium flashing | H3
107 | 39 | At junction of roof sheeting and walls | m | 13 |  | 0
107 |  | Steel posts | H3
107 | 40 | 70 x 70 x 3mm SHS steel posts average 2500mm high bolted onto galvanised metal plates, fixed to columns, beams, etc including all necessary fixings, etc complete, as per Engineering specifications | m | 549 |  | 0
108 | 41 | 70 x 70 x 3mm SHS steel beams average 2100mm long fixed to posts, beams etc including all necessary fixings, etc complete, as per Engineering specifications | m | 220 |  | 0
108 | 42 | 75 x 50 x 20 x 2mm CFLC purlins, including all fixings as per Engineering specifications | m | 659 |  | 0
108 | 43 | 75 x 50 x 6mm purlin cleats, including all fixings, as per Engineering specifications | m | 659 |  | 0
108 | 44 | 50 x 50 x 5mm horizontal bracing, including all gusset plates, necessary fixings, etc complete, as per Engineering specifications | m | 531 |  | 0
108 | 45 | 200 x 80 x 8mm Base Plate with 2 holes to cater for, and including M16 chemical anchors | No | 220 |  | 0
108 | 46 | 20mm Thick non-shrink grout below base plates, including chamfered edges etc | No | 220 |  | 0
108 |  | Prepare and apply one coat primer, one universal undercoat and two coats enamel paint (as per Architectural specifications) | H3
108 | 47 | On steel posts, beams etc not exceeding 300mm girth | m | 2618 |  | 0
108 |  | MOBILE CLASSROOMS - PAVING WALKWAYS, STORM WATER CHANNELS, ETC. | H1
108 |  | EARTHWORKS (PROVISIONAL) | H2
108 |  | Site clearance | H3
108 | 48 | Digging up and removing rubbish, debris, vegetation, hedges, shrubs and trees not exceeding 200mm girth, bush, etc. | m2 | 381 |  | 0
109 |  | Open face excavation over sloping site | H3
109 | 49 | Open face excavation to form platform under walkways, etc. and depositing excavated material over site including haulage not exceeding 1km from perimeter of excavations | m3 | 76 |  | 0
109 |  | Extra over bulk excavation in earth for excavation in | H3
109 | 50 | Soft rock | m3 | 8 |  | 0
109 | 51 | Hard rock | m3 | 4 |  | 0
109 |  | Extra over all excavations for carting away | H3
109 | 52 | Surplus material from stock piles on site to a dumping site to be located by the contractor | m3 | 19 |  | 0
109 |  | Keeping excavations free of water | H3
109 | 53 | Keeping excavations free of all water other than subterranean water | Item | 1 |  | 0
109 |  | Earth filling obtained from the excavations and/or prescribed stock piles on site compacted to 98% Mod AASHTO density | H3
109 | 54 | Over site to form platforms | m3 | 57 |  | 0
109 |  | Earth filling supplied by the contractor under pavings etc | H3
109 | 55 | Over site of G5 material in accordance with SABS 1200 DM compacted to 98% Mod AASHTO density | m3 | 57 |  | 0
109 |  | Compaction of surfaces | H3
109 | 56 | Compaction of ground surface under pavings, etc. including scarifying for a depth of 150mm, breaking down oversize material, adding suitable material where necessary and compacting to 93% Mod AASHTO density | m2 | 381 |  | 0
110 |  | Prescribed density tests on filling | H3
110 | 57 | Modified AASHTO Density test | No | 8 |  | 0
110 |  | Soil Poisoning | H3
110 | 58 | Under paving, etc. | m2 | 381 |  | 0
110 |  | Ground preparation | H3
110 | 59 | Cultivation and preparation of areas to be planted | m2 | 324 |  | 0
110 |  | Garden soil filling obtained from the excavations and/or prescribed stock piles on site: | H3
110 | 60 | Over site | m3 | 81 |  | 0
110 |  | Topsoil, compost, lime and fertilizer | H3
110 | 61 | Topsoil obtained from prescribed stock piles on site in plant beds, grassed areas and holes for trees, shrubs, etc. | m3 | 32 |  | 0
110 |  | Grassing, ground covers, etc | H3
110 | 62 | "Kikuyu" roots in rows | m2 | 324 |  | 0
110 |  | CONCRETE, FORMWORK AND REINFORCEMENT | H2
110 |  | Unreinforced Concrete | H3
110 |  | 20MPa/19mm concrete | H4
110 | 63 | Strip footings | m3 | 13 |  | 0
110 |  | Test Blocks | H3
110 | 64 | Making and testing 150 x 150 x 150mm concrete strength test cube (Provisional) | No | 3 |  | 0
110 |  | Rough Formwork (Degree of Accuracy III) | H3
111 |  | Rough formwork to sides | H4
111 | 65 | Strip footings (Provisional) | m2 | 51 |  | 0
111 |  | PAVING | H2
111 |  | Paving of 60mm paving bricks with open joints on 20mm thick river sand bed with sand and cement mixture swept into joints, hosed down and pointed with slightly keyed joints including preparation of ground or filling | H3
111 | 66 | Paving in stretcher bond to falls | m2 | 381 |  | 0
111 |  | Precast concrete finished smooth on exposed surfaces including bedding, jointing and pointing | H3
111 | 67 | Kerb (SABS 927, Fig 6) 75 x 230mm high with 150 x 150 x 300mm unreinforced concrete haunching at back of each joint including excavation, backfilling, etc. | m | 486 |  | 0
111 |  | ROADWORKS ETC | H2
111 |  | Excavation in earth not exceeding 2m deep | H3
111 | 68 | Rip and recompact 150mm thick layer to 93% Mod AASHTO Density (or as stipulated by the Engineer) | m3 | 435 |  | 0
111 | 69 | Reduced levels for layerworks and deposit in spoil heaps | m3 | 985 |  | 0
111 |  | Back excavation of vertical sides of excavation in earth for working space including backfilling compacted to 98% Mod AASHTO density | H3
111 | 70 | Not exceeding 1.5m deep for placing and removing formwork to walls etc against excavated face | m2 | 249 |  | 0
111 |  | Extra over trench and hole excavations in earth for excavations in | H3
111 | 71 | Soft rock | m3 | 142 |  | 0
112 | 72 | Hard rock | m3 | 71 |  | 0
112 |  | Extra over back excavation in earth for working space for excavation in soft rock | H3
112 | 73 | Not exceeding 1.5m deep for placing and removing formwork to walls etc against excavated face | m2 | 25 |  | 0
112 |  | Extra over back excavation in earth for working space for excavation in hard rock | H3
112 | 74 | Not exceeding 1.5m deep for placing and removing formwork to walls etc against excavated face | m2 | 12 |  | 0
112 |  | Extra over all excavations for carting away | H3
112 | 75 | Surplus material from excavations and/or stock piles on site to a dumping site to be located by the contractor | m3 | 985 |  | 0
112 |  | Risk of collapse of excavations | H3
112 | 76 | Sides of trench and hole excavations not exceeding 1,5m deep | m2 | 249 |  | 0
112 |  | Keeping excavations free of water | H3
112 | 77 | Keeping excavations free of all water by hand, or mechanical means | Item | 1 |  | 0
112 |  | Earth filling of G2 material supplied by the contractor compacted to 98% Mod. AASHTO density (or as stipulated by the Engineer) | H3
112 | 78 | Under paving, roadways etc | m3 | 435 |  | 0
112 |  | Earth filling of G5 material supplied by the contractor compacted to 95% Mod. AASHTO density (or as stipulated by the Engineer) | H3
112 | 79 | Under paving, roadways etc | m3 | 435 |  | 0
113 |  | Compaction of surfaces | H3
113 | 80 | Compaction of ground surface under paving etc including scarifying for a depth of 150mm, breaking down oversize material, adding suitable material where necessary and compacting to 98% Mod AASTHO density (or as stipulated by the Engineer) | m2 | 2897 |  | 0
113 |  | Approved herbicide mixed in the proportion of 5ml herbicide to 1 litre water and applied at a rate of 1 litre per m2 | H3
113 | 81 | Soil insecticide under paving, roadworks etc including forming and poisoning shallow furrows against foundation walls etc, filling in furrows and ramming | m2 | 2897 |  | 0
113 |  | Bituminous premix road surfacing | H3
113 | 82 | 40mm Asphalt continuously graded to roadways etc to falls, compacted to 93% Mod AASTHO density including MSP Primer @ 0.7 litres / m2 (or as specified by the Engineer) | m2 | 1885 |  | 0
113 |  | 60mm "Corobrik" pavers all laid with butt joints on 20mm thick river sand swept into joints including preparation of ground or filling, or similar as per Architectural specifications | H3
113 | 83 | Paving 60mm thick (or as approved by architect) to parking areas, etc laid to falls | m2 | 1012 |  | 0
113 |  | Sundries | H3
113 | 84 | Finished edges against kerbs, etc | m | 508 |  | 0
113 |  | Precast concrete finished smooth on exposed surfaces including bedding, jointing and pointing | H3
113 | 85 | Mountable kerb (SABS 927 fig 6) 125 x 230mm high in 1m lengths, bedded, jointed and pointed in 1:3 cement mortar, including excavation, bedding concrete, backfilling etc | m | 508 |  | 0
113 | 86 | Ditto but circular on plan | m | 135 |  | 0
114 |  | Etching primer and two coats of TP24 road marking paint on tar | H3
114 | 87 | Lines 100mm wide | m | 360 |  | 0
114 | 88 | Directional / information signage | No | 21 |  | 0
114 |  | WATER STORAGE TANKS | H2
114 |  | Excavation in earth not exceeding 2m deep | H3
114 | 89 | Trenches, ground beams etc | m3 | 92 |  | 0
114 |  | Back excavation of vertical sides of excavation in earth for working space including backfilling compacted to 98% Mod AASHTO density | H3
114 | 90 | Not exceeding 1.5m deep for placing and removing formwork to walls etc against excavated face | m2 | 264 |  | 0
114 |  | Extra over trench and hole excavations in earth for excavations in | H3
114 | 91 | Soft rock | m3 | 9 |  | 0
114 | 92 | Hard rock | m3 | 5 |  | 0
114 |  | Extra over back excavation in earth for working space for excavation in soft rock | H3
114 | 93 | Not exceeding 1.5m deep for placing and removing formwork to walls etc against excavated face | m2 | 26 |  | 0
114 |  | Extra over back excavation in earth for working space for excavation in hard rock | H3
114 | 94 | Not exceeding 1.5m deep for placing and removing formwork to walls etc against excavated face | m2 | 13 |  | 0
114 |  | Extra over all excavations for carting away | H3
114 | 95 | Surplus material from excavations and/or stock piles on site to a dumping site to be located by the contractor | m3 | 63 |  | 0
115 |  | Risk of collapse of excavations | H3
115 | 96 | Sides of trench and hole excavations not exceeding 1,5m deep | m2 | 264 |  | 0
115 |  | Keeping excavations free of water | H3
115 | 97 | Keeping excavations free of all water by hand, or mechanical means for all buildings | Item | 1 |  | 0
115 |  | Earth filling obtained from the excavations and/or prescribed stock piles on site compacted to 95% Mod AASHTO density | H3
115 | 98 | Backfilling to trenches, holes, etc | m3 | 30 |  | 0
115 |  | Earth filling of G5 material supplied by the contractor compacted to 95% Mod. AASHTO density (or as stipulated by the Engineer) | H3
115 | 99 | To trenches, holes, etc | m3 | 14 |  | 0
115 | 100 | Under floors, etc | m3 | 39 |  | 0
115 |  | Compaction of surfaces | H3
115 | 101 | Compaction of ground surface under floors etc including scarifying for a depth of 150mm, breaking down oversize material, adding suitable material where necessary and compacting to 95% Mod AASTHO density (or as stipulated by the Engineer) | m2 | 84 |  | 0
115 | 102 | Compaction of bottom of trenches, bases etc including scarifying for a depth of 150mm, breaking down oversize material, adding suitable material where necessary and compacting to 95% Mod AASTHO density (or as stipulated by the Engineer) | m2 | 92 |  | 0
115 |  | Soil poisoning | H3
115 | 103 | Soil insecticide under floors, paving, etc including forming and poisoning shallow furrows against foundation walls etc, filling in furrows and ramming | m2 | 56 |  | 0
116 | 104 | Soil insecticide to bottoms of trenches, holes, etc | m2 | 357 |  | 0
116 |  | 15MPa/19mm concrete | H3
116 | 105 | Surface blinding under footings and bases | m3 | 5 |  | 0
116 |  | 30MPa/19mm concrete | H3
116 | 106 | Surface beds, thickenings etc in waterproofing | m3 | 7 |  | 0
116 |  | Finishing top surfaces of concrete smooth with a wood float including non-slip brush finish | H3
116 | 107 | Surface beds, slabs, etc | m2 | 56 |  | 0
116 |  | Rough formwork to sides | H3
116 | 108 | Footings, bases etc | m2 | 66 |  | 0
116 | 109 | Edges, risers, ends and reveals not exceeding 300mm high or wide | m | 108 |  | 0
116 |  | Expansion joints with softboard between vertical concrete and brick surfaces | H3
116 | 110 | 10mm Joints not exceeding 300mm high along edges of surface beds | m | 108 |  | 0
116 |  | Steel reinforcement to structural concrete work | H3
116 | 111 | Various diameter bars | t | 2.2 |  | 0
116 |  | Fabric reinforcement | H3
116 | 112 | Type 193 fabric reinforcement in concrete surface beds, slabs, etc | m2 | 149 |  | 0
116 |  | Brickwork of NFX bricks (14 MPa nominal compressive strength) in class II mortar (or as stipulated by the Engineer) | H3
116 | 113 | One brick walls | m2 | 73 |  | 0
117 |  | Brickwork of NFP bricks in class II mortar | H3
117 | 114 | One brick walls, on strip footings | m2 | 91 |  | 0
117 |  | Brickwork reinforcement | H3
117 | 115 | 150mm Wide reinforcement built in horizontally | m | 855 |  | 0
117 |  | Face bricks (as per Architectural specifications) pointed with recessed horizontal and vertical joints | H3
117 | 116 | Extra over brickwork for face brickwork | m2 | 91 |  | 0
117 | 117 | Extra over brickwork for brick-on-edge header courses, lintels etc | m | 132 |  | 0
117 |  | One layer 250 micron "Gunplas USB Green" polyethylene waterproofing sheeting sealed at laps with "Gunplas Pressure Sensitive Tape" | H3
117 | 118 | On compacted earth under concrete surface beds, lapped 150 mm and sealed at all joints | m2 | 56 |  | 0
117 |  | Approved two-part grey polysulphide sealing compound including backing cord, bond breaker, primer, etc | H3
117 | 119 | 10 x 35mm In expansion joints in floors including raking out expansion joint filler as necessary | m | 120 |  | 0
117 |  | Water storage tanks | H3
117 | 120 | 5500 litre water tanks, as per Architectural specifications, including all fixings, piping, fittings etc | No | 13 |  | 0
117 |  | Concrete Stormwater Channels | H3
117 | 121 | 1000mm wide V drain, as per Engineering specifications with segmental channel formed therein and finished smooth on exposed surfaces including necessary excavation, formwork, conctrete, reinforcement etc and all angles, intersections, mitres etc | m | 184 |  | 0
118 |  | BUDGETARY ALLOWANCES | H2
118 |  | Note: these figures will be adjusted based on the measurement of the actual works and/or design and will be based on the BOQ tendered rates
118 |  | Bulk Earthworks | H2
118 | 122 | Provide the allowance of R300,000.00 (Three hundred thousand rands) for the bulk earthworks to the site, all cut, fill and carting away of such once Geotech and Survey details are available, as per Architectural / Engineering specifications, to be performed by a specialist if required | Item | 1 |  | 0
118 |  | Guard House | H2
118 | 123 | Provide the allowance of R100,000.00 (One hundred thousand rands) for the construction of the guard house complete, as per Architectural / Engineering specifications once available | Item | 1 |  | 0
119 |  | SECTION NO. 1 | H1
119 |  | BILL NO. 19 | H1
119 |  | PROVISIONAL SUMS(PROVISIONAL) | H1
119 |  | NOTE. For Trade Preambles and amplifications of descriptions, the Contractor is referred to the "Model Preambles for Trades" (Latest Edition). Supplementary Preambles are to be read in conjunction with the "Model Preambles for Trades" and where these are at variance with the Model Preambles, they are to take preference over the Model Preambles are to apply to this contract
119 |  | The following Provisional Amounts are for equipment, etc. supplied and installed or executed complete by firms or specialists to be nominated by the Client or his representative.It should be noted that these amounts are NET, (i.e. does NOT include 5% Builders Discount) and is EXCLUSIVE of any Tax (IVA).Attendance shall in all instances be deemed to include scaffolding and other facilities to be specially provided, prescribed protective measures, etc.
119 |  | In the event of the Contractor being awarded any one or more of the items allowed for in this Bill, then the related Profit and Attendance items would be omitted, and the item or items incorporated into these Bills of Quantities at the Tendered or Adjusted Rates or Value.
119 |  | PROVISIONAL SUMS FOR DIRECT WORKS | H1
119 |  | WET SERVICES ENGINEER | H2
119 | 1 | Provide the sum of R440,000.00 (Four hundred and forty thousand rands) for the appointment of a Wet Services Engineer for the project | Item | 1 |  | 0
119 | 2 | Allow for profit on last item | % |  |  | 0
119 | 3 | Allow for attendance on last item | % |  |  | 0
120 |  | ELECTRICAL ENGINEER | H2
120 | 4 | Provide the sum of R 589 780.50 (Five Hundred and Eighty Nine Thousand, Seven Hundred and Eighty Rands, Fifty Cents) for the professional electrical engineering services for the duration of the project | Item | 1 |  | 0
120 | 5 | Allow for profit on last item | % |  |  | 0
120 | 6 | Allow for attendance on last item | % |  |  | 0
120 |  | PROVISIONAL SUMS FOR NOMINATED / SELECTED SUBCONTRACT WORKS | H1
120 |  | TEMPORARY ACCOMMODATION | H2
120 | 7 | Provide the sum of R 795,000.00 (Seven hundred and Ninety Five Thousand Rands) for the supply, transportation and erection of temporary accommodation (to remain on site for the duration of construction and thereafter), as per Architectural / Engineering specifications, to be performed by a specialist if required complete with all necessary fittings and platform | Item | 1 |  | 0
120 | 8 | Allow for profit on last item | % |  |  | 0
120 | 9 | Allow for attendance on last item | % |  |  | 0
120 |  | EXISTING TEMPORARY ACCOMMODATION | H2
120 | 10 | Provide the sum of R 200 000.00 (Two Hundred Thousand Rands) for the repairs of existing temporary accommodation, sewer connection to ablution facilities, as per Architectural / Engineering specifications, to be performed by a specialist if required | Item | 1 |  | 0
120 | 11 | Allow for profit on last item | % |  |  | 0
120 | 12 | Allow for attendance on last item | % |  |  | 0
121 |  | FIRE DETECTION AND PROTECTION | H2
121 | 13 | Provide the sum of R250,000.00 (two hundred and fifty thousand rands) for the supply and installation of all fire detection and protection equipment complete, as per Architectural / Engineering specifications, to be performed by a specialist if required | Item | 1 |  | 0
121 | 14 | Allow for profit on last item | % |  |  | 0
121 | 15 | Allow for attendance on last item | % |  |  | 0
121 |  | MECHANICAL INSTALLATION | H2
121 | 16 | Provide the sum of R100,000.00 (one hundred thousand rands) for the mechanical installation and extraction complete, as per Architectural / Engineering specifications, to be performed by a specialist if required | Item | 1 |  | 0
121 | 17 | Allow for profit on last item | % |  |  | 0
121 | 18 | Allow for attendance on last item | % |  |  | 0
121 |  | GAS INSTALLATION | H2
121 | 19 | Provide the sum of R75,000.00 (seventy five thousand rands) for the gas installation complete, as per Architectural / Engineering specifications, to be performed by a specialist if required | Item | 1 |  | 0
121 | 20 | Allow for profit on last item | % |  |  | 0
121 | 21 | Allow for attendance on last item | % |  |  | 0
121 |  | PUMP SYSTEM | H2
121 | 22 | Provide the sum of R350,000.00 (Three hundred and fifty thousand rands) for the supply, installation and guarantee of a pump system complete, including all accessories, fittings etc, to be performed by a specialist if required | Item | 1 |  | 0
121 | 23 | Allow for profit on last item | % |  |  | 0
122 | 24 | Allow for attendance on last item | % |  |  | 0
122 |  | PLUMBING AND DRAINAGE | H2
122 | 25 | Provide the sum of R2,860,000.00 (Two million eight hundred and sixty thousand rands) for the supply, installation and guarantee of all plumbing and drainage related items, to be performed by a specialist if required | Item | 1 |  | 0
122 | 26 | Allow for profit on last item | % |  |  | 0
122 | 27 | Allow for attendance on last item | % |  |  | 0
122 |  | FURNITURE AND FITOUT | H2
122 | 28 | Provide the sum of R1,000,000.00 (One million rands) for the supply and installation of all Furniture and fitout items, as per Architectural / Engineering specifications, to be performed by a specialist if required | Item | 1 |  | 0
122 | 29 | Allow for profit on last item | % |  |  | 0
122 | 30 | Allow for attendance on last item | % |  |  | 0
122 |  | SCHOOL SIGNAGE | H2
122 | 31 | Provide the sum of R 50,000.00 (Fifty thousand rands) for the supply and installation of all signage to the school, as per Architectural / Engineering specifications, to be performed by a specialist if required | Item | 1 |  | 0
122 | 32 | Allow for profit on last item | % |  |  | 0
122 | 33 | Allow for attendance on last item | % |  |  | 0
122 |  | TALKING WALLS | H2
122 | 34 | Provide the sum of R 150,000.00 (One hundred and fifty thousand rands) for the supply and installation of talking walls, as per Architectural / Engineering specifications, to be performed by a specialist if required | Item | 1 |  | 0
122 | 35 | Allow for profit on last item | % |  |  | 0
123 | 36 | Allow for attendance on last item | % |  |  | 0
123 |  | JUNGLE GYMS | H2
123 | 37 | Provide the sum of R75,000.00 (Seventy five thousand rands) for the supply and installation of all jungle gym, structures, sand pit play areas to the Grade R location, as per Architectural / Engineering specifications, to be performed by a specialist if required | Item | 1 |  | 0
123 | 38 | Allow for profit on last item | % |  |  | 0
123 | 39 | Allow for attendance on last item | % |  |  | 0
123 |  | DRINKING FOUNTAINS | H2
123 | 40 | Provide the sum of R100,000.00 (One hundred thousand rands) for the supply and installation of drinking fountains, as per Architectural / Engineering specifications, to be performed by a specialist if required | Item | 1 |  | 0
123 | 41 | Allow for profit on last item | % |  |  | 0
123 | 42 | Allow for attendance on last item | % |  |  | 0
123 |  | LANDSCAPING, FEATURE WORKS, SEATING, BENCHES, PAINTINGS ETC | H2
123 | 43 | Provide the sum of R750,000.00 (seven hundred and fifty thousand rands) for the supply and installation of all landscaping, grassing, hardened play areas, feature walls, seating stands, benches, floor patterns / paintings, planter boxes, astroturf floor surfaces, timber floor slats, gardening (including vegetable gardening) requirements, as per Architectural / Engineering specifications, to be performed by a specialist if required | Item | 1 |  | 0
123 | 44 | Allow for profit on last item | % |  |  | 0
123 | 45 | Allow for attendance on last item | % |  |  | 0
124 | 1 | Preliminaries | Page | 36 |  | 0
124 | 2 | Earthworks | Page | 40 |  | 0
124 | 3 | Concrete, Formwork & Reinforcement | Page | 43 |  | 0
124 | 4 | Masonry | Page | 46 |  | 0
124 | 5 | Waterproofing | Page | 48 |  | 0
124 | 6 | Roof Coverings | Page | 50 |  | 0
124 | 7 | Carpentry And Joinery | Page | 57 |  | 0
124 | 8 | Ceilings, Access Flooring etc | Page | 59 |  | 0
124 | 9 | Floor Coverings | Page | 60 |  | 0
124 | 10 | Ironmongery | Page | 70 |  | 0
124 | 11 | Metalwork | Page | 75 |  | 0
124 | 12 | Plastering | Page | 76 |  | 0
124 | 13 | Tiling | Page | 77 |  | 0
124 | 14 | Plumbing & Drainage | Page | 87 |  | 0
124 | 15 | Electrical Installation | Page | 96 |  | 0
124 | 16 | Glazing | Page | 97 |  | 0
124 | 17 | Paintwork | Page | 99 |  | 0
124 | 18 | External Works | Page | 118 |  | 0
124 | 19 | Provisional Sums | Page | 123 |  | 0
125 | 1 | Western Holdings Primary School - Sub Total | Page | 124 |  | 0
125 |  | Sub Total | ST |  |  | 0
125 |  | Allow the sum of R1 500 000.00 (One Million Five Hundred Thousand Rands) for the provision of skills development and mentorship of candidates for the duration of construction | Item | 1 |  | 0
125 |  | Sub Total | ST |  |  | 0
125 |  | Allow the sum of R 100 000.00 (One Hundred Thousand Rands) for the provision of a Community Liaison Officer for the duration of construction | Item | 1 |  | 0
125 |  | Sub Total | ST |  |  | 0
125 |  | Allow the sum of R 560 000.00 (Five Hundred and Sixty Thousand Rands) for the appointment of Social Facilitator for the duration of the project | Item | 1 |  | 0
125 |  | Sub Total | ST |  |  | 0
125 |  | Allow the sum of R 28 000.00 (Twenty Eight Thousand Rands) for the provision of a Project Steering Committee for the duration of construction | Item | 1 |  | 0
125 |  | Sub Total | ST |  |  | 0
125 |  | Allow an amount of R3 600 000.00 (Three Million Six Hundred Thousand Rands) for Contract Price Adjustment Provision (CPAP) | Item | 1 |  | 0
125 |  | Sub Total | ST |  |  | 0
126 |  | Allow an amount of R 3 750 000.00 (Three Million Seven Hundred and Fifty Thousand Rands) for contingencies to be used at the discretion of the Principal Agent / Client and may be deducted in whole or in part | Item | 1 |  | 0
126 |  | Sub Total | ST |  |  | 0
126 |  | VAT @15% | TAX | 15% |  | 0
|  | Project Total (Incl. VAT) |  |  |  | 0